## City_of_New_York_Municipal_Sola
City Council District | Agency | Site | Address | site_address | Borough | Environmental Justice Area | Installed or Estimated Capacity (kW) | Installed or Estimated Capacity (mW) | Percentage of Max Peak Demand solar will cover | Estimated Annual Production (kW hours) | Estimated Annual Production (mW hours) | Percentage of Annual Electricity Consumption solar will supply | Estimated annual emmissions reduction (MT CO2) | Estimated Social Cost of Carbon Value ($) | Estimated Annual Energy Savings ($) | Upfront Project Cost ($) | Financing Mechanism | Status | Solar-Readiness Assessment undergone? | Total Gross Square Footage (GSF) | Roof Condition | Roof Age | Other Sustaibility Projects | Year of Report | Data Current as of | Postcode | Latitude | Longitude | Community Board | Census Tract | BIN | BBL | NTA
10 | DOE | X475_John F Kennedy High School | 99 Terrace View Ave | X475_John F Kennedy High School; 99 Terrace View Ave | Bronx | Yes | 117 | 0.117 | 10.6% | 128700 | 128.7 | 4.523% | 37 | 5282 | 19305 | 0 | PPA | Completed | [5 empty] | 2022 | 2022-07-07 | 10463 | 40.8771 | -73.9123 | 208 | 309 | 1064532 | 1022150080 | Marble Hill-Inwood
13 | DOE | X405_Herbert Lehman High School | 3000 East Tremont Ave | X405_Herbert Lehman High School; 3000 East Tremont Ave | Bronx | Yes | 245.64 | 0.24564 | 21.3% | 270204 | 270.204 | 9.236% | 78 | 11089 | 40755 | 0 | PPA | Completed | [5 empty] | 2022 | 2022-07-07 | 10461 | 40.8407 | -73.8385 | 210 | 194 | 2074045 | 2053680001 | Schuylerville-Throgs Neck-Edgewater Park
19 | DOE | Q405 | 32-24 Corp Kennedy St | Q405; 32-24 Corp Kennedy St | Queens | No | 456.78 | 0.45678 | 90.9% | 502458 | 502.458 | 29.15% | 145 | 20621 | 75369 | 0 | PPA | Completed | [5 empty] | 2022 | 2022-07-07 | 11361 | 40.7718 | -73.7803 | 411 | 1097 | 4134578 | 4060440001 | Bayside-Bayside Hills
22 | DOE | Q171 | 14-14 29th Ave | Q171; 14-14 29th Ave | Queens | No | 178.02 | 0.17802 | 67.9% | 195822 | 195.822 | 30.73% | 57 | 8037 | 29370 | 0 | Agency Funded | Completed | [5 empty] | 2022 | 2022-07-07 | 11102 | 40.7713 | -73.9291 | 401 | 83 | 4006046 | 4005370014 | Old Astoria
23 | DOE | Q018 | 86-35 235th Ct | Q018; 86-35 235th Ct | Queens | Yes | 161.46 | 0.16146 | 96.8% | 177606 | 177.606 | 42.05% | 51 | 7289 | 26641 | 0 | PPA | Completed | [5 empty] | 2022 | 2022-07-07 | 11427 | 40.7321 | -73.7325 | 413 | 1621 | 4166561 | 4079550002 | Bellerose
23 | DOE | Q074 | 61-15 Oceania St | Q074; 61-15 Oceania St | Queens | Yes | 143.52 | 0.14352 | 34.4% | 157872 | 157.872 | 19.99% | 46 | 6479 | 23681 | 0 | PPA | Completed | [5 empty] | 2022 | 2022-07-07 | 11364 | 40.7452 | -73.7674 | 411 | 1367 | 4163953 | 4077230001 | Oakland Gardens
29 | DOE | Q157 | 63-55 102nd St | Q157; 63-55 102nd St | Queens | No | 207 | 0.207 | 49.3% | 227700 | 227.7 | 20.71% | 66 | 9345 | 34155 | 0 | PPA | Completed | [5 empty] | 2022 | 2022-07-07 | 11374 | 40.7323 | -73.8538 | 406 | 721 | 4442846 | 4021260014 | Forest Hills
33 | EDC | Brooklyn vy Yard - Building 293 | 63 Flushing Ave | Brooklyn vy Yard - Building 293; 63 Flushing Ave | Brooklyn | No | 992.88 | 0.99288 | 427.6% | 1092168 | 1092.168 | 69.4% | 316 | 44823 | 163825 | 0 | Agency Funded | Completed | [5 empty] | 2022 | 2022-07-07 | 11205 | 40.698 | -73.975 | 302 | 543 | 3335129 | 3020230001 | park-cemetery-etc-Brooklyn
38 | EDC | Brooklyn Army Termil | 140 58th St | Brooklyn Army Termil; 140 58th St | Brooklyn | No | 100 | 0.1 | 61% | 110000 | 110 | 24.02% | 32 | 4514 | 16500 | 0 | Agency Funded | Completed | [5 empty] | 2022 | 2022-07-07 | 11220 | 40.6453 | -74.0229 | 307 | 18 | 3414976 | 3057780001 | Sunset Park West
49 | DEP | Port Richmond WWTP | 1800 Richmond Ter | Port Richmond WWTP; 1800 Richmond Ter | Staten Island | Yes | 1267.5 | 1.2675 | 32.5% | 1394250 | 1394.25 | 5.809% | 403 | 57220 | 208601 | 0 | PPA | Completed | [5 empty] | 2022 | 2022-07-07 | 10310 | 40.6373 | -74.1253 | 501 | 13302 | 5005372 | 5002000026 | West New Brighton-New Brighton-St. George
49 | DOT | SI Ferry Maintence Facility - St. George Ferry Termil | 1 Bay St | SI Ferry Maintence Facility - St. George Ferry Termil; 1 Bay St | Staten Island | Yes | 221 | 0.221 | 63.8% | 243100 | 243.1 | 17.78% | 70 | 9977 | 36465 | 0 | PPA | Completed | [5 empty] | 2022 | 2022-07-07 | 10301 | 40.6437 | -74.0728 | 501 | 3 | 5141706 | 5000020001 | West New Brighton-New Brighton-St. George
1 | DCAS | City Hall_Solar PV | City Hall Park | City Hall_Solar PV; City Hall Park | Manhattan | No | 10.45 | 0.01045 | 4.7% | 11495 | 11.495 | 2.635% | 3 | 472 | 1839 | 1297 | Capital | Completed | [5 empty] | 2022 | 2022-07-07 | 10007 | 40.7124 | -74.0069 | 101 | 31 | 1000000 | 1001220001 | SoHo-TriBeCa-Civic Center-Little Italy
49 | DOE | R013 - M. L. Lindemeyer | 191 Vermont Ave | R013 - M. L. Lindemeyer; 191 Vermont Ave | Staten Island | Yes | 4 | 0.004 | 1.1% | 4400 | 4.4 | 0.6671% | 1 | 181 | 836 | 18520 | Capital | Completed | [5 empty] | 2022 | 2022-07-07 | 10305 | 40.6132 | -74.0699 | 501 | 8 | 5042776 | 5028520001 | Stapleton-Rosebank
49 | DOE | R014 | 100 Tompkins Ave | R014; 100 Tompkins Ave | Staten Island | No | 4 | 0.004 | 1.3% | 4400 | 4.4 | 0.7309% | 1 | 181 | 748 | 18520 | Capital | Completed | [5 empty] | 2022 | 2022-07-07 | 10304 | 40.6225 | -74.0785 | 501 | 29 | 5014176 | 5005450110 | Stapleton-Rosebank
38 | DPR | Red Hook Recreation Center | 155 Bay St | Red Hook Recreation Center; 155 Bay St | Brooklyn | Yes | 11.4 | 0.0114 | 9% | 12540 | 12.54 | 3.838% | 4 | 515 | 4831 | 75000 | Capital | Completed | [5 empty] | 2022 | 2022-07-07 | 11231 | 40.6719 | -74.0035 | 306 | 53 | 3008670 | 3005820001 | Carroll Gardens-Columbia Street-Red Hook
20 | DCLA | Queens Botanical Garden | 43-50 Main St | Queens Botanical Garden; 43-50 Main St | Queens | Yes | 16.8 | 0.0168 | 14.4% | 18480 | 18.48 | 4.034% | 5 | 758 | 2772 | 83340 | Capital | Completed | [5 empty] | 2022 | 2022-07-07 | 11355 | 40.7515 | -73.8261 | 407 | 79702 | 4439682 | 4051070200 | Flushing
21 | DCLA | New York Hall of Science | 47-01 111th St | New York Hall of Science; 47-01 111th St | Queens | No | 16 | 0.016 | 1.2% | 17600 | 17.6 | 0.5595% | 5 | 722 | 2464 | 155598 | Capital | Completed | [5 empty] | 2022 | 2022-07-07 | 11368 | 40.7474 | -73.8535 | 481 | 38302 | 4441124 | 4020180001 | park-cemetery-etc-Queens
11 | DOE | X445 - Bronx High School of Science | 75 West 205th St | X445 - Bronx High School of Science; 75 West 205th St | Bronx | No | 33.6 | 0.0336 | 4% | 36960 | 36.96 | 2.451% | 11 | 1517 | 6653 | 166680 | Capital | Completed | [5 empty] | 2022 | 2022-07-07 | 10468 | 40.8776 | -73.891 | 207 | 409 | 2094706 | 2032510201 | Van Cortlandt Village
1 | DOE | M276 | 55 Battery Pl | M276; 55 Battery Pl | Manhattan | No | 48.8 | 0.0488 | 6.9% | 53680 | 53.68 | 0.9299% | 16 | 2203 | 8589 | 231500 | Capital | Completed | [5 empty] | 2022 | 2022-07-07 | 10280 | 40.7064 | -74.0178 | 101 | 31704 | 1087945 | 1000160040 | Battery Park City-Lower Manhattan
1 | DOT | Whitehall Ferry Termil | 4 South St | Whitehall Ferry Termil; 4 South St | Manhattan | No | 59 | 0.059 | 9.6% | 64900 | 64.9 | 2.636% | 19 | 2664 | 7788 | 236000 | Capital | Completed | [5 empty] | 2022 | 2022-07-07 | 10004 | 40.7017 | -74.0116 | 101 | 9 | 1085792 | 1000020001 | Battery Park City-Lower Manhattan
36 | DCLA | Brooklyn Children's Museum | 145 Brooklyn Ave | Brooklyn Children's Museum; 145 Brooklyn Ave | Brooklyn | Yes | 26.6 | 0.0266 | 7.8% | 29260 | 29.26 | 2.308% | 8 | 1201 | 3207 | 247283 | Capital | Completed | [5 empty] | 2022 | 2022-07-07 | 11213 | 40.6748 | -73.9445 | 308 | 341 | 3031049 | 3012290001 | Crown Heights North
33 | DPR | Bushwick Inlet Park | Kent Ave | Bushwick Inlet Park; Kent Ave | Brooklyn | No | 67.2 | 0.0672 | 62.6% | 73920 | 73.92 | 22.85% | 21 | 3034 | 13306 | 264600 | Capital | Completed | [5 empty] | 2022 | 2022-07-07 | Unknown | Unknown | Unknown |  |  |  | Unknown | Unknown
39 | DOE | K032 - Samuels Mills Sprole School | 317 Hoyt St | K032 - Samuels Mills Sprole School; 317 Hoyt St | Brooklyn | No | 47.61 | 0.04761 | 30.5% | 52371 | 52.371 | 16.07% | 15 | 2149 | 9427 | 341670 | Capital | Completed | [5 empty] | 2022 | 2022-07-07 | 11231 | 40.6804 | -73.9919 | 306 | 75 | 3395587 | 3004370001 | Carroll Gardens-Columbia Street-Red Hook
15 | NYPD | 48th Precinct | 450 Cross Bronx Expressway Ext | 48th Precinct; 450 Cross Bronx Expressway Ext | Bronx | Yes | 31.7 | 0.0317 | 10.8% | 34870 | 34.87 | 3.219% | 10 | 1431 | 3836 | 352987 | Capital | Completed | [5 empty] | 2022 | 2022-07-07 | 10457 | 40.8441 | -73.9006 | 206 | 165 | 2009509 | 2029070010 | Claremont-Bathgate
6 | DOE | M470 - Brandeis | 145 West 84th St | M470 - Brandeis; 145 West 84th St | Manhattan | No | 46.8 | 0.0468 | 5.3% | 51480 | 51.48 | 4.55% | 15 | 2113 | 10788 | 392500 | Capital | Completed | [5 empty] | 2022 | 2022-07-07 | 10024 | 40.7858 | -73.9746 | 107 | 169 | 1032128 | 1012150001 | Upper West Side
26 | FDNY | R & T Transportation Repair Shop | 48-34 35th St | R & T Transportation Repair Shop; 48-34 35th St | Queens | No | 31.68 | 0.03168 | 5.2% | 34848 | 34.848 | 1.665% | 10 | 1430 | 4182 | 393729 | Capital | Completed | [5 empty] | 2022 | 2022-07-07 | 11101 | 40.7402 | -73.9307 | 402 | 199 | 4003451 | 4002540001 | Hunters Point-Sunnyside-West Maspeth
22 | NYPD | 114th Precinct | 34-16 Astoria Blvd | 114th Precinct; 34-16 Astoria Blvd | Queens | No | 37.4 | 0.0374 | 16.5% | 41140 | 41.14 | 6.663% | 12 | 1688 | 4937 | 409808 | Capital | Completed | [5 empty] | 2022 | 2022-07-07 | 11103 | 40.7696 | -73.9156 | 401 | 6501 | 4009361 | 4006320030 | Astoria
33 | DOE | K380_PS 380 John Wayne Elementary | 370 Marcy Ave | K380_PS 380 John Wayne Elementary; 370 Marcy Ave | Brooklyn | Yes | 104.31 | 0.10431 | 26.1% | 114741 | 114.741 | 20.49% | 33 | 4709 | 26390 | 434640 | Capital | Completed | [5 empty] | 2022 | 2022-07-07 | 11206 | 40.7024 | -73.953 | 301 | 531 | 3061235 | 3022360009 | Bedford
51 | FDNY | Engine Co 168 | 1100 Rossville Ave | Engine Co 168; 1100 Rossville Ave | Staten Island | No | 34.56 | 0.03456 | 46% | 38016 | 38.016 | 19.63% | 11 | 1560 | 4942 | 441503 | Capital | Completed | [5 empty] | 2022 | 2022-07-07 | 10309 | 40.554 | -74.2128 | 503 | 20801 | 5154879 | 5070670252 | Rossville-Woodrow
42 | DOE | K224_Hale A. Woodruff High School | 755 Wortman Ave | K224_Hale A. Woodruff High School; 755 Wortman Ave | Brooklyn | Yes | 98.82 | 0.09882 | 31.7% | 108702 | 108.702 | 20.47% | 31 | 4461 | 22827 | 449555 | Capital | Completed | [5 empty] | 2022 | 2022-07-07 | 11208 | 40.664 | -73.8664 | 305 | 1220 | 3346166 | 3045290133 | East New York
28 | DOE | Q226_J.H.S. 226 Virgil I. Grissom | 121-10 Rockaway Blvd | Q226_J.H.S. 226 Virgil I. Grissom; 121-10 Rockaway Blvd | Queens | Yes | 135.85 | 0.13585 | 27.8% | 149435 | 149.435 | 10.28% | 43 | 6133 | 23910 | 499089 | Capital | Completed | [5 empty] | 2022 | 2022-07-07 | 11420 | 40.6758 | -73.8169 | 410 | 840 | 4253607 | 4117140100 | South Ozone Park
46 | DOE | K278_J.H.S. 278 Marine Park | 1925 Stuart St | K278_J.H.S. 278 Marine Park; 1925 Stuart St | Brooklyn | No | 120.78 | 0.12078 | 29.5% | 132858 | 132.858 | 22.55% | 38 | 5453 | 27900 | 503268 | Capital | Completed | [5 empty] | 2022 | 2022-07-07 | 11229 | 40.6067 | -73.9392 | 315 | 666 | 3239889 | 3084960100 | park-cemetery-etc-Brooklyn
45 | DSNY | Brooklyn South 14 | 1397 Ralph Ave | Brooklyn South 14; 1397 Ralph Ave | Brooklyn | No | 49.68 | 0.04968 | 63.7% | 54648 | 54.648 | 17.91% | 16 | 2243 | 6560 | 511334 | Capital | Completed | [5 empty] | 2022 | 2022-07-07 | 11236 | 40.6427 | -73.9197 | 318 | 960 | 3221978 | 3079180145 | Canarsie
32 | DOT | Sunrise Yard | 88-20 Pitkin Ave | Sunrise Yard; 88-20 Pitkin Ave | Queens | Yes | 49.68 | 0.04968 | 64.1% | 54648 | 54.648 | 22.55% | 16 | 2243 | 9294 | 517382 | Capital | Completed | [5 empty] | 2022 | 2022-07-07 | 11417 | 40.6738 | -73.8476 | 410 | 58 |  | Unknown | Ozone Park
31 | DSNY | Queens 13 East | 153-67 146th Ave | Queens 13 East; 153-67 146th Ave | Queens | Yes | 49.68 | 0.04968 | 42.4% | 54648 | 54.648 | 10.48% | 16 | 2243 | 6560 | 524323 | Capital | Completed | [5 empty] | 2022 | 2022-07-07 | 11434 | 40.6646 | -73.7847 | 413 | 306 | 4433112 | 4150010073 | Springfield Gardens South-Brookville
21 | NYPD | 115th Precinct | 92-15 Northern Blvd | 115th Precinct; 92-15 Northern Blvd | Queens | Yes | 49.7 | 0.0497 | 38% | 54670 | 54.67 | 9.612% | 16 | 2244 | 6014 | 536633 | Capital | Completed | [5 empty] | 2022 | 2022-07-07 | 11372 | 40.7566 | -73.8758 | 403 | 351 | 4034862 | 4014220034 | Jackson Heights
36 | DOE | K324_M.S. 267 Math, Science & Technology | 800 Gates Ave | K324_M.S. 267 Math, Science & Technology; 800 Gates Ave | Brooklyn | Yes | 120.78 | 0.12078 | 19.3% | 132858 | 132.858 | 9.803% | 38 | 5453 | 19929 | 545104 | Capital | Completed | [5 empty] | 2022 | 2022-07-07 | 11221 | 40.6883 | -73.9323 | 303 | 293 | 3044657 | 3016360001 | Stuyvesant Heights
49 | DOE | R445_Port Richmond High School | 85 St. Josephs Ave | R445_Port Richmond High School; 85 St. Josephs Ave | Staten Island | No | 120.78 | 0.12078 | 13.8% | 132858 | 132.858 | 7.25% | 38 | 5453 | 23914 | 545104 | Capital | Completed | [5 empty] | 2022 | 2022-07-07 | 10302 | 40.6346 | -74.1418 | 501 | 213 | 5026076 | 5011210001 | Port Richmond
51 | DOE | R075_I.S. 075 Frank D. Paulo | 455 Huguenot Ave | R075_I.S. 075 Frank D. Paulo; 455 Huguenot Ave | Staten Island | No | 129.68 | 0.12968 | 18.8% | 142648 | 142.648 | 14.04% | 41 | 5854 | 34236 | 568796 | Capital | Completed | [5 empty] | 2022 | 2022-07-07 | 10312 | 40.5444 | -74.1979 | 503 | 17010 | 5079651 | 5060500002 | Arden Heights
12 | DOE | X425_Bronx Lab School | 800 East Gun Hill Rd | X425_Bronx Lab School; 800 East Gun Hill Rd | Bronx | Yes | 131.76 | 0.13176 | 21.1% | 144936 | 144.936 | 8.138% | 42 | 5948 | 21740 | 570186 | Capital | Completed | [5 empty] | 2022 | 2022-07-07 | 10467 | 40.876 | -73.862 | 212 | 372 | 2057045 | 2046330040 | Williamsbridge-Olinville
13 | DOE | X192_I.S. 192 Piagentini and Jones | 650 Hollywood Ave | X192_I.S. 192 Piagentini and Jones; 650 Hollywood Ave | Bronx | No | 137.25 | 0.13725 | 42.6% | 150975 | 150.975 | 15.15% | 44 | 6196 | 24156 | 571895 | Capital | Completed | [5 empty] | 2022 | 2022-07-07 | 10465 | 40.8265 | -73.8184 | 210 | 158 | 2077130 | 2054380001 | Schuylerville-Throgs Neck-Edgewater Park
9 | DOE | M154 | 250 West 127th St | M154; 250 West 127th St | Manhattan | Yes | 125.89 | 0.12589 | 52% | 138479 | 138.479 | 26.37% | 40 | 5683 | 24926 | 578750 | Capital | Completed | [5 empty] | 2022 | 2022-07-07 | 10027 | 40.8109 | -73.9489 | 110 | 224 | 1058671 | 1019320010 | Central Harlem North-Polo Grounds
37 | DOE | K302_J.H.S. Rafael Cordero | 350 Linwood St | K302_J.H.S. Rafael Cordero; 350 Linwood St | Brooklyn | Yes | 137.25 | 0.13725 | 37% | 150975 | 150.975 | 19.71% | 44 | 6196 | 31705 | 616767 | Capital | Completed | [5 empty] | 2022 | 2022-07-07 | 11208 | 40.6771 | -73.8834 | 305 | 1170 | 3088357 | 3039690001 | East New York
3 | DOE | M070_I.S. 70 Manhattan | 333 West 17 St | M070_I.S. 70 Manhattan; 333 West 17 St | Manhattan | No | 159.21 | 0.15921 | 18.2% | 175131 | 175.131 | 28.39% | 51 | 7187 | 52539 | 650690 | Capital | Completed | [5 empty] | 2022 | 2022-07-07 | 10011 | 40.7421 | -74.0022 | 104 | 83 | 1079152 | 1007410010 | Hudson Yards-Chelsea-Flatiron-Union Square
26 | DOE | Q204_I.S. 204 Oliver W. Holmes | 36-41 28 St | Q204_I.S. 204 Oliver W. Holmes; 36-41 28 St | Queens | No | 159.21 | 0.15921 | 74.2% | 175131 | 175.131 | 30.73% | 51 | 7187 | 35026 | 663398 | Capital | Completed | [5 empty] | 2022 | 2022-07-07 | 11106 | 40.7571 | -73.9327 | 401 | 51 | 4004156 | 4003430001 | Queensbridge-Ravenswood-Long Island City
26 | DOE | Q445_William Cullen Bryant High School | 48-10 31 Ave | Q445_William Cullen Bryant High School; 48-10 31 Ave | Queens | Yes | 199.88 | 0.19988 | 48.3% | 219868 | 219.868 | 19.17% | 64 | 9023 | 39576 | 792584 | Capital | Completed | [5 empty] | 2022 | 2022-07-07 | 11103 | 40.7582 | -73.9105 | 401 | 163 | 4013655 | 4007380002 | Astoria
13 | DOE | X144_J.H.S. 144 Michelangelo | 2545 Gunther Ave | X144_J.H.S. 144 Michelangelo; 2545 Gunther Ave | Bronx | Yes | 192.15 | 0.19215 | 56.3% | 211365 | 211.365 | 24.85% | 61 | 8674 | 42273 | 800653 | Capital | Completed | [5 empty] | 2022 | 2022-07-07 | 10469 | 40.8637 | -73.8361 | 211 | 310 | 2053518 | 2044930001 | Allerton-Pelham Gardens
18 | DOE | X131_J.H.S. 131 Albert Einstein | 885 Bolton Ave | X131_J.H.S. 131 Albert Einstein; 885 Bolton Ave | Bronx | Yes | 200.08 | 0.20008 | 50% | 220088 | 220.088 | 24.86% | 64 | 9032 | 46385 | 833696 | Capital | Completed | [5 empty] | 2022 | 2022-07-07 | 10473 | 40.8235 | -73.8597 | 209 | 42 | 2103869 | 2036440001 | Soundview-Castle Hill-Clason Point-Harding Park
2 | DOE | M022 - NEST | 111 Columbia St | M022 - NEST; 111 Columbia St | Manhattan | Yes | 125.89 | 0.12589 | 29.3% | 138479 | 138.479 | 20.17% | 40 | 5683 | 24926 | 905386 | Capital | Completed | [5 empty] | 2022 | 2022-07-07 | 10002 | 40.7189 | -73.9793 | 103 | 2201 | 1004070 | 1003350001 | Lower East Side
51 | DOE | R069_Daniel D. Tompkins School | 144 Keating Pl | R069_Daniel D. Tompkins School; 144 Keating Pl | Staten Island | No | 203.13 | 0.20313 | 54.8% | 223443 | 223.443 | 30.51% | 65 | 9170 | 53626 | 905386 | Capital | Completed | [5 empty] | 2022 | 2022-07-07 | 10314 | 40.5915 | -74.1567 | 502 | 27705 | 5037541 | 5023660073 | Todt Hill-Emerson Hill-Heartland Village-Lighthouse Hill
20 | DOE | Q237_I.S. 237 Rachel Carson | 46-21 Colden St | Q237_I.S. 237 Rachel Carson; 46-21 Colden St | Queens | Yes | 247 | 0.247 | 55% | 271700 | 271.7 | 30.91% | 79 | 11151 | 62491 | 907435 | Capital | Completed | [5 empty] | 2022 | 2022-07-07 | 11355 | 40.7495 | -73.8221 | 407 | 845 | 4116436 | 4051470001 | Flushing
17 | DOE | X184_I.S. 184 South Bronx Academy for Applied Media | 778 Forest Ave | X184_I.S. 184 South Bronx Academy for Applied Media; 778 Forest Ave | Bronx | Yes | 248.85 | 0.24885 | 55.9% | 273735 | 273.735 | 26.3% | 79 | 11234 | 57484 | 943255 | Capital | Completed | [5 empty] | 2022 | 2022-07-07 | 10456 | 40.8189 | -73.9059 | 201 | 77 | 2004690 | 2026550030 | Melrose South-Mott Haven North
28 | DOE | Q072_Catherine & Count Basie Middle School 72 | 133-25 Guy R Brewer Blvd | Q072_Catherine & Count Basie Middle School 72; 133-25 Guy R Brewer Blvd | Queens | Yes | 248.85 | 0.24885 | 82.3% | 273735 | 273.735 | 29.93% | 79 | 11234 | 49272 | 943255 | Capital | Completed | [5 empty] | 2022 | 2022-07-07 | 11434 | 40.6738 | -73.776 | 412 | 33402 | 4270059 | 4124950270 | Springfield Gardens North
44 | DOE | K505_Franklin Delano Roosevelt High School | 5800 20 Ave | K505_Franklin Delano Roosevelt High School; 5800 20 Ave | Brooklyn | Yes | 362.34 | 0.36234 | 77.4% | 398574 | 398.574 | 38.8% | 115 | 16358 | 83701 | 1516875 | Capital | Completed | [5 empty] | 2022 | 2022-07-07 | 11204 | 40.6204 | -73.9818 | 312 | 468 | 3131537 | 3055060006 | Borough Park
24 | DOE | Q505_Hillcrest High School | 160-05 Highland Ave | Q505_Hillcrest High School; 160-05 Highland Ave | Queens | Yes | 367.83 | 0.36783 | 46.8% | 404613 | 404.613 | 19.35% | 117 | 16605 | 72830 | 1589608 | Capital | Completed | [5 empty] | 2022 | 2022-07-07 | 11432 | 40.7094 | -73.8017 | 408 | 448 | 4448767 | 4097740001 | Briarwood-Jamaica Hills
36 | DOE | K455_Boys and Girls High School | 1700 Fulton St | K455_Boys and Girls High School; 1700 Fulton St | Brooklyn | Yes | 505.08 | 0.50508 | 69.6% | 555588 | 555.588 | 25.8% | 161 | 22801 | 77782 | 2114467 | Capital | Completed | [5 empty] | 2022 | 2022-07-07 | 11213 | 40.6794 | -73.9324 | 303 | 271 | 3047996 | 3017010001 | Crown Heights North
51 | DOE | R455_Tottenville High School | 100 Luten Ave | R455_Tottenville High School; 100 Luten Ave | Staten Island | No | 532.53 | 0.53253 | 55.3% | 585783 | 585.783 | 21.44% | 169 | 24041 | 99583 | 2218953 | Capital | Completed | [5 empty] | 2022 | 2022-07-07 | 10312 | 40.5281 | -74.192 | 503 | 198 | 5082634 | 5066130001 | Annadale-Huguenot-Prince's Bay-Eltingville
46 | DOE | K515_South Shore Educatiol Campus | 6565 Flatlands Ave | K515_South Shore Educatiol Campus; 6565 Flatlands Ave | Brooklyn | Yes | 590.2 | 0.5902 | 70% | 649220 | 649.22 | 35.79% | 188 | 26644 | 116860 | 2617082 | Capital | Completed | [5 empty] | 2022 | 2022-07-07 | 11236 | 40.6333 | -73.9167 | 318 | 950 | 3224139 | 3079980005 | Canarsie
51 | DOE | R062 - NET ZERO | 644 Bloomingdale Rd | R062 - NET ZERO; 644 Bloomingdale Rd | Staten Island | No | 618.7 | 0.6187 | 156.6% | 680570 | 680.57 | 86.39% | 197 | 27931 | 204171 | 2778000 | Capital | Completed | [5 empty] | 2022 | 2022-07-07 | 10309 | 40.5416 | -74.2179 | 503 | 226 | 5158758 | 5070920039 | Charleston-Richmond Valley-Tottenville
31 | DOE | Q215_Lucretia Mott | 535 Briar Pl | Q215_Lucretia Mott; 535 Briar Pl | Queens | Yes | 172.66 | 0.17266 | 94.8% | 189926 | 189.926 | 61.16% | 55 | 7795 | 58877 | 2798825 | Capital | Completed | [5 empty] | 2022 | 2022-07-07 | 11691 | 40.5993 | -73.7582 | 414 | 99801 | 4301194 | 4157720031 | Far Rockaway-Bayswater
1 | CUNY | BMCC (Borough of Manhattan Community College) | 199 Chambers St | BMCC (Borough of Manhattan Community College); 199 Chambers St | Manhattan | No | 309.67 | 0.30967 | 9.2% | 340637 | 340.637 | 12.44% | 98 | 13980 | 47689 | 4200000 | Capital | Completed | [5 empty] | 2022 | 2022-07-07 | 10007 | 40.7168 | -74.0121 | 101 | 39 | 1066406 | 1001420050 | SoHo-TriBeCa-Civic Center-Little Italy
1 | DCLA | Museum of Jewish Heritage | 36 Battery Pl | Museum of Jewish Heritage; 36 Battery Pl | Manhattan | No | 36.63 | 0.03663 | 0.052 | 40293 | 40.293 | 4.156% | 12 | 1654 | 4835 | N/A | Capital | Completed | [5 empty] | 2022 | 2022-07-07 | 10280 | 40.7058 | -74.018 | 101 | 31704 | 1084594 | 1000160010 | Battery Park City-Lower Manhattan
1 | DPR | Washington Square Park CS | Washington Square Park | Washington Square Park CS; Washington Square Park | Manhattan | No | 10.56 | 0.01056 | 0.226 | 11616 | 11.616 | 9.348% | 3 | 477 | 1626 | N/A | Capital | Completed | [5 empty] | 2022 | 2022-07-07 | 10011 | 40.7309 | -73.9976 | 102 | 65 | 1000000 | 1005490001 | West Village
4 | DOE | M006_Lillie D. Blake | 45 East 81 St | M006_Lillie D. Blake; 45 East 81 St | Manhattan | No | 21.4 | 0.0214 | 0.087 | 23540 | 23.54 | 6.886% | 7 | 966 | 4473 | N/A | Capital | Completed | [5 empty] | 2022 | 2022-07-07 | 10028 | 40.7775 | -73.9607 | 108 | 142 | 1046668 | 1014930021 | Upper East Side-Carnegie Hill
8 | DPR | Five Borough Administrative Building | 15 Bronx Shore Rd | Five Borough Administrative Building; 15 Bronx Shore Rd | Manhattan | Yes | 87.8 | 0.0878 | 0.36 | 96580 | 96.58 | 13.4% | 28 | 3964 | 11590 | N/A | Capital | Completed | [5 empty] | 2022 | 2022-07-07 | Unknown | Unknown | Unknown |  |  |  | Unknown | Unknown
15 | DCLA | NYBG Howell Family Garden Center | 1575 Bronx Park Rd | NYBG Howell Family Garden Center; 1575 Bronx Park Rd | Bronx | No | 11 | 0.011 | 0.011 | 12100 | 12.1 | 0.4073% | 3 | 497 | 1452 | N/A | Capital | Completed | [5 empty] | 2022 | 2022-07-07 | 10467 | 40.8567 | -73.8758 | 227 | 334 | 2000000 | 2043360001 | park-cemetery-etc-Bronx
15 | DCLA | NYBG Parking Garage (2) 4kW | 2960 Webster Ave | NYBG Parking Garage (2) 4kW; 2960 Webster Ave | Bronx | No | 8 | 0.008 | 0.086 | 8800 | 8.8 | 2.506% | 3 | 361 | 968 | N/A | Capital | Completed | [5 empty] | 2022 | 2022-07-07 | 10458 | 40.8675 | -73.8832 | 207 | 425 | 2118801 | 2032740001 | Norwood
17 | DPR | Bronx River Greenway River House | 1490 Sheridan Expy | Bronx River Greenway River House; 1490 Sheridan Expy | Bronx | No | 68.67 | 0.06867 | 0.932 | 75537 | 75.537 | 32.62% | 22 | 3100 | 43056 | N/A | Capital | Completed | [5 empty] | 2022 | 2022-07-07 | 10459 | 40.8325 | -73.8838 | 209 | 157 | 2000000 | 2030190100 | Crotona Park East
22 | DOC | Rikers Island Composting Station | Rikers Island | Rikers Island Composting Station; Rikers Island | Bronx | No | 10 | 0.01 | 0.012 | 11000 | 11 | 1.203% | 3 | 451 | 1650 | N/A | Capital | Completed | [5 empty] | 2022 | 2022-07-07 | 11370 | 40.7906 | -73.8819 | 401 | 1 | 2000000 | 2026050040 | Rikers Island
26 | DPR | Hunters Point South Waterfront Park | 52-10 Center Blvd | Hunters Point South Waterfront Park; 52-10 Center Blvd | Queens | No | 20.16 | 0.02016 | 0.608 | 22176 | 22.176 | 21.74% | 6 | 910 | 2661 | N/A | Capital | Completed | [5 empty] | 2022 | 2022-07-07 | 11101 | 40.742 | -73.9601 | 402 | 1 |  | Unknown | Hunters Point-Sunnyside-West Maspeth
31 | DPR | Beach Struc01: Beach 32 St - Package 1.01 | Shore Front Pkwy | Beach Struc01: Beach 32 St - Package 1.01; Shore Front Pkwy | Queens | No | 3 | 0.003 | 0.107 | 3300 | 3.3 | 10.65% | 1 | 135 | 1056 | N/A | Capital | Completed | [5 empty] | 2022 | 2022-07-07 | Unknown | Unknown | Unknown |  |  |  | Unknown | Unknown
31 | DPR | Beach Struc02: Beach 59 St - Package 1.02 | Shore Front Pkwy | Beach Struc02: Beach 59 St - Package 1.02; Shore Front Pkwy | Queens | No | 3 | 0.003 | 0.088 | 3300 | 3.3 | 14.16% | 1 | 135 | 1056 | N/A | Capital | Completed | [5 empty] | 2022 | 2022-07-07 | Unknown | Unknown | Unknown |  |  |  | Unknown | Unknown
31 | DPR | Beach Struc03: Beach 66 St - Package 1.03 | Shore Front Pkwy | Beach Struc03: Beach 66 St - Package 1.03; Shore Front Pkwy | Queens | No | 3 | 0.003 | 0.159 | 3300 | 3.3 | 6.519% | 1 | 135 | 561 | N/A | Capital | Completed | [5 empty] | 2022 | 2022-07-07 | Unknown | Unknown | Unknown |  |  |  | Unknown | Unknown
31 | DPR | Beach Struc04: Beach 73 St - Package 1.04 | Shore Front Pkwy | Beach Struc04: Beach 73 St - Package 1.04; Shore Front Pkwy | Queens | No | 4 | 0.004 | 0.173 | 4400 | 4.4 | 16.27% | 1 | 181 | 1100 | N/A | Capital | Completed | [5 empty] | 2022 | 2022-07-07 | Unknown | Unknown | Unknown |  |  |  | Unknown | Unknown
32 | DPR | Beach Struc05: Beach 86 St - Package 1.05 | 101-89 Shore Front Pkwy | Beach Struc05: Beach 86 St - Package 1.05; 101-89 Shore Front Pkwy | Queens | No | 4 | 0.004 | 0.103 | 4400 | 4.4 | 2.962% | 1 | 181 | 792 | N/A | Capital | Completed | [5 empty] | 2022 | 2022-07-07 | 11694 | 40.5821 | -73.8216 | 414 | 94201 |  | Unknown | Breezy Point-Belle Harbor-Rockaway Park-Broad Channel
32 | DPR | Beach Struc06: Beach 97 St - Package 1.06 | 96-20 Shore Front Pkwy | Beach Struc06: Beach 97 St - Package 1.06; 96-20 Shore Front Pkwy | Queens | No | 3 | 0.003 | 0.044 | 3300 | 3.3 | 3.337% | 1 | 135 | 726 | N/A | Capital | Completed | [5 empty] | 2022 | 2022-07-07 | 11693 | 40.5834 | -73.8171 | 414 | 94201 | 4542747 | 4161690011 | Breezy Point-Belle Harbor-Rockaway Park-Broad Channel
32 | DPR | Beach Struc07: Beach 106 St - Package 1.07 | Boardwalk Beach 106th St | Beach Struc07: Beach 106 St - Package 1.07; Boardwalk Beach 106th St | Queens | No | 4 | 0.004 | 0.212 | 4400 | 4.4 | 20.06% | 1 | 181 | 968 | N/A | Capital | Completed | [5 empty] | 2022 | 2022-07-07 | Unknown | Unknown | Unknown |  |  |  | Unknown | Unknown
32 | DPR | Beach Struc08: Beach 117 St - Package 1.08 | 115-11 Ocean Promede | Beach Struc08: Beach 117 St - Package 1.08; 115-11 Ocean Promede | Queens | No | 9.5 | 0.0095 | 0.41 | 10450 | 10.45 | 12.28% | 3 | 429 | 1672 | N/A | Capital | Completed | [5 empty] | 2022 | 2022-07-07 | Unknown | Unknown | Unknown |  |  |  | Unknown | Unknown
42 | DEP | Brooklyn Repair - Remsen Yard | 855 Remsen Ave | Brooklyn Repair - Remsen Yard; 855 Remsen Ave | Brooklyn | No | 43.52 | 0.04352 | 0.36 | 47872 | 47.872 | 12.33% | 14 | 1965 | 5745 | N/A | Capital | Completed | [5 empty] | 2022 | 2022-07-07 | 11236 | 40.6469 | -73.9134 | 318 | 960 | 3000000 | 3081160001 | Canarsie
46 | DPR | Marine Park Carmine Carro Community Center | 3000 Fillmore Ave | Marine Park Carmine Carro Community Center; 3000 Fillmore Ave | Brooklyn | No | 10.36 | 0.01036 | 0.1 | 11396 | 11.396 | 4.221% | 3 | 468 | 1481 | N/A | Capital | Completed | [5 empty] | 2022 | 2022-07-07 | 11234 | 40.6086 | -73.9375 | 318 | 666 | 3000000 | 3084960001 | park-cemetery-etc-Brooklyn
46 | DPR | Paedergat Basin Water Quality Facility | 1961 Bergen Ave | Paedergat Basin Water Quality Facility; 1961 Bergen Ave | Brooklyn | No | 0.46 | 0.00046 | 1.572 | 506 | 0.506 | 77.85% | 0 | 21 | 76 | N/A | Capital | Completed | [5 empty] | 2022 | 2022-07-07 | Unknown | Unknown | Unknown |  |  |  | Unknown | Unknown
47 | DPR | Beach Struc10: Brighton 2 St - Package 1.10 | The Boardwalk E/O Brighton 2nd St | Beach Struc10: Brighton 2 St - Package 1.10; The Boardwalk E/O Brighton 2nd St | Brooklyn | No | 3 | 0.003 | 0.061 | 3300 | 3.3 | 15.41% | 1 | 135 | 1881 | N/A | Capital | Completed | [5 empty] | 2022 | 2022-07-07 | Unknown | Unknown | Unknown |  |  |  | Unknown | Unknown
47 | DPR | Beach Struc12: West 8 St - Package 1.12 | West 8th St & Boardwalk | Beach Struc12: West 8 St - Package 1.12; West 8th St & Boardwalk | Brooklyn | No | 4 | 0.004 | 0.304 | 4400 | 4.4 | 21.96% | 1 | 181 | 704 | N/A | Capital | Completed | [5 empty] | 2022 | 2022-07-07 | Unknown | Unknown | Unknown |  |  |  | Unknown | Unknown
48 | DPR | Beach Struc11: West 2 St - Package 1.11 | The Boardwalk at West 5th St | Beach Struc11: West 2 St - Package 1.11; The Boardwalk at West 5th St | Brooklyn | No | 3 | 0.003 | 0.121 | 3300 | 3.3 | 8.953% | 1 | 135 | 561 | N/A | Capital | Completed | [5 empty] | 2022 | 2022-07-07 | Unknown | Unknown | Unknown |  |  |  | Unknown | Unknown
50 | DPR | Beach Struc14: Cedar Grove Beach - Package 1.14 | 260 Cedar Grove Ave | Beach Struc14: Cedar Grove Beach - Package 1.14; 260 Cedar Grove Ave | Staten Island | No | 4 | 0.004 | 0.19 | 4400 | 4.4 | 26.36% | 1 | 181 | 924 | N/A | Capital | Completed | [5 empty] | 2022 | 2022-07-07 | Unknown | Unknown | Unknown |  |  |  | Unknown | Unknown
50 | DPR | Beach Struc15: Midland Park Beach - Package 1.15 | Fr Capodanno Blvd | Beach Struc15: Midland Park Beach - Package 1.15; Fr Capodanno Blvd | Staten Island | No | 3 | 0.003 | 0.114 | 3300 | 3.3 | 5.603% | 1 | 135 | 495 | N/A | Capital | Completed | [5 empty] | 2022 | 2022-07-07 | Unknown | Unknown | Unknown |  |  |  | Unknown | Unknown
51 | DPR | Beach Struc13: Wolfes Pond Beach - Package 1.13 | 460 Cornelia Ave | Beach Struc13: Wolfes Pond Beach - Package 1.13; 460 Cornelia Ave | Staten Island | No | 7 | 0.007 | 0.552 | 7700 | 7.7 | 37.71% | 2 | 316 | 33264 | N/A | Capital | Completed | [5 empty] | 2022 | 2022-07-07 | 10312 | 40.5196 | -74.1878 | 503 | 198 | 5000000 | 5065960001 | Annadale-Huguenot-Prince's Bay-Eltingville
0 | DEP | Cat-Del BWS UV Facility | 2 Walker Rd | Cat-Del BWS UV Facility; 2 Walker Rd | Upstate | No | 419.6 | 0.4196 | 309.4% | 461560 | 461.56 | 76.84% | 133 | 18942 | 69234 |  | PPA | In Progress | [5 empty] | 2022 | 2022-07-07 | Unknown | Unknown | Unknown |  |  |  | Unknown | Unknown
0 | DEP | Margaretville BWS Facility | 41148 Hwy 28 | Margaretville BWS Facility; 41148 Hwy 28 | Upstate | No | 410.5 | 0.4105 | 89.1% | 451550 | 451.55 | 29.52% | 131 | 18532 | 67733 |  | PPA | In Progress | [5 empty] | 2022 | 2022-07-07 | Unknown | Unknown | Unknown |  |  |  | Unknown | Unknown
0 | DEP | Pine Hill BWS Facility | 8811 State Rte 28 | Pine Hill BWS Facility; 8811 State Rte 28 | Upstate | No | 271 | 0.271 | 93.4% | 298100 | 298.1 | 23.86% | 86 | 12234 | 44715 |  | PPA | In Progress | [5 empty] | 2022 | 2022-07-07 | Unknown | Unknown | Unknown |  |  |  | Unknown | Unknown
1 | DCAS | 100 Gold Street | 100 Gold St | 100 Gold Street; 100 Gold St | Manhattan | No | 226.77 | 0.22677 | 6.4% | 249447 | 249.447 | 2.355% | 72 | 10237 | 37417 |  | PPA | In Progress | [5 empty] | 2022 | 2022-07-07 | 10038 | 40.7104 | -74.004 | 101 | 1501 | 1001289 | 1000940025 | Battery Park City-Lower Manhattan
1 | DOE | M020 | 166 Essex St | M020; 166 Essex St | Manhattan | Yes | 192.66 | 0.19266 | 79.6% | 211926 | 211.926 | 56.73% | 61 | 8697 | 31789 |  | PPA | In Progress | [5 empty] | 2022 | 2022-07-07 | 10002 | 40.7215 | -73.9866 | 103 | 3001 | 1004325 | 1003550001 | Chinatown
1 | DOE | M025 | 145 Stanton St | M025; 145 Stanton St | Manhattan | No | 215.28 | 0.21528 | 42.2% | 236808 | 236.808 | 20.26% | 68 | 9719 | 35521 |  | PPA | In Progress | [5 empty] | 2022 | 2022-07-07 | 10002 | 40.7206 | -73.9856 | 103 | 3001 | 1004323 | 1003540080 | Chinatown
2 | DOE | M064 | 600 East 6th St | M064; 600 East 6th St | Manhattan | Yes | 131.04 | 0.13104 | 39.2% | 144144 | 144.144 | 20.47% | 42 | 5916 | 21622 |  | PPA | In Progress | [5 empty] | 2022 | 2022-07-07 | 10009 | 40.7244 | -73.9815 | 103 | 2601 | 1004627 | 1003870001 | Lower East Side
3 | DOE | M625 | 439 W. 49 St | M625; 439 W. 49 St | Manhattan | No | 161.9 | 0.1619 | 18.9% | 178090 | 178.09 | 11.95% | 51 | 7309 | 26714 |  | PPA | In Progress | [5 empty] | 2022 | 2022-07-07 | 10019 | 40.7634 | -73.9906 | 104 | 127 | 1026646 | 1010590015 | Clinton
4 | DOE | M167 | 220 East 76th St | M167; 220 East 76th St | Manhattan | No | 258.4 | 0.2584 | 64.6% | 284240 | 284.24 | 48.18% | 82 | 11665 | 42636 |  | PPA | In Progress | [5 empty] | 2022 | 2022-07-07 | 10021 | 40.7721 | -73.9581 | 108 | 134 | 1044058 | 1014300005 | Lenox Hill-Roosevelt Island
5 | DOE | M158 | 1458 York Ave | M158; 1458 York Ave | Manhattan | No | 125.1 | 0.1251 | 41% | 137610 | 137.61 | 23% | 40 | 5648 | 20642 |  | PPA | In Progress | [5 empty] | 2022 | 2022-07-07 | 10075 | 40.7704 | -73.9511 | 108 | 132 | 1046411 | 1014890001 | Lenox Hill-Roosevelt Island
5 | FDNY | Special Operations Command | 750 Main St | Special Operations Command; 750 Main St | Manhattan | Yes | 27 | 0.027 | 32.6% | 29700 | 29.7 | 11.65% | 9 | 1219 | 4455 |  | Capital | In Progress | [5 empty] | 2022 | 2022-07-07 | 10044 | 40.7666 | -73.9454 | 108 | 23802 | 1083213 | 1013730001 | Lenox Hill-Roosevelt Island
7 | DOE | M028 | 475 West 155th St | M028; 475 West 155th St | Manhattan | Yes | 210.6 | 0.2106 | 80.7% | 231660 | 231.66 | 49.31% | 67 | 9507 | 34749 |  | PPA | In Progress | [5 empty] | 2022 | 2022-07-07 | 10032 | 40.8312 | -73.9421 | 112 | 239 | 1076739 | 1021070026 | Washington Heights South
8 | DOE | M206 | 508 East 120th St | M206; 508 East 120th St | Manhattan | Yes | 239.36 | 0.23936 | 60.6% | 263296 | 263.296 | 39.75% | 76 | 10806 | 39494 |  | Unknown/not collected | In Progress | [5 empty] | 2022 | 2022-07-07 | 10035 | 40.7975 | -73.9309 | 111 | 192 | 1084005 | 1018160001 | East Harlem North
8 | DEP | NYPA PPA 8 Locations | Wards Island WPCP | NYPA PPA 8 Locations; Wards Island WPCP | Manhattan | Yes | 7267 | 7.267 | 0% | 7993700 | 7993.7 |  | 2310 | 328063 | 1199055 |  | PPA | In Progress | [5 empty] | 2022 | 2022-07-07 | 10035 | 40.7928 | -73.9229 | 111 | 240 | 1000000 | 1018190015 | park-cemetery-etc-Manhattan
8 | DOE | X018 | 502 Morris Ave | X018; 502 Morris Ave | Bronx | Yes | 166.32 | 0.16632 | 83.1% | 182952 | 182.952 |  | 53 | 7508 | 27443 |  | Unknown/not collected | In Progress | [5 empty] | 2022 | 2022-07-07 | 10451 | 40.8164 | -73.9233 | 201 | 51 | 2000816 | 2023240008 | Mott Haven-Port Morris
8 | DOE | X139 | 345 Brook Ave | X139; 345 Brook Ave | Bronx | Yes | 339.57 | 0.33957 | 86.6% | 373527 | 373.527 | 49.43% | 108 | 15330 | 56029 |  | Unknown/not collected | In Progress | [5 empty] | 2022 | 2022-07-07 | 10454 | 40.81 | -73.9178 | 201 | 41 | 2000391 | 2022860036 | Mott Haven-Port Morris
8 | DOE | X655 | 455 Southern Blvd | X655; 455 Southern Blvd | Bronx | Yes | 115.5 | 0.1155 | 22.3% | 127050 | 127.05 | 12.91% | 37 | 5214 | 19058 |  | Unknown/not collected | In Progress | [5 empty] | 2022 | 2022-07-07 | 10455 | 40.8108 | -73.907 | 201 | 35 | 2003883 | 2025760026 | Mott Haven-Port Morris
9 | DOE | M079 | 55 East 120 St | M079; 55 East 120 St | Manhattan | Yes | 149.1 | 0.1491 | 55.1% | 164010 | 164.01 | 35.33% | 47 | 6731 | 24602 |  | Unknown/not collected | In Progress | [5 empty] | 2022 | 2022-07-07 | 10035 | 40.8024 | -73.9426 | 111 | 198 | 1053968 | 1017470001 | East Harlem North
9 | DOE | M092 | 222 West 134th St | M092; 222 West 134th St | Manhattan | Yes | 186.42 | 0.18642 | 63.2% | 205062 | 205.062 | 36.92% | 59 | 8416 | 30759 |  | Unknown/not collected | In Progress | [5 empty] | 2022 | 2022-07-07 | 10030 | 40.815 | -73.9451 | 110 | 226 | 1058808 | 1019390011 | Central Harlem North-Polo Grounds
9 | DOE | M123 | 301 West 140 St | M123; 301 West 140 St | Manhattan | Yes | 144 | 0.144 | 41.6% | 158400 | 158.4 | 28.95% | 46 | 6501 | 23760 |  | Unknown/not collected | In Progress | [5 empty] | 2022 | 2022-07-07 | 10030 | 40.8198 | -73.9444 | 110 | 22102 | 1060726 | 1020420035 | Central Harlem North-Polo Grounds
9 | DOE | M144 | 134 West 122nd St | M144; 134 West 122nd St | Manhattan | Yes | 268.32 | 0.26832 | 132.9% | 295152 | 295.152 | 61.74% | 85 | 12113 | 44273 |  | Unknown/not collected | In Progress | [5 empty] | 2022 | 2022-07-07 | 10027 | 40.8063 | -73.948 | 110 | 220 | 1057683 | 1019060011 | Central Harlem South
9 | DOE | M197 | 2230 5th Ave | M197; 2230 5th Ave | Manhattan | No | 85.4 | 0.0854 | 38.9% | 93940 | 93.94 | 19.44% | 27 | 3855 | 14091 |  | Unknown/not collected | In Progress | [5 empty] | 2022 | 2022-07-07 | 10037 | 40.8132 | -73.9373 | 110 | 212 | 1076433 | 1017330017 | Central Harlem North-Polo Grounds
9 | DOE | M208 | 20 West 112 St | M208; 20 West 112 St | Manhattan | Yes | 202.2 | 0.2022 | 62.8% | 222420 | 222.42 | 38.83% | 64 | 9128 | 33363 |  | Unknown/not collected | In Progress | [5 empty] | 2022 | 2022-07-07 | 10026 | 40.7985 | -73.9493 | 110 | 186 | 1051410 | 1015950015 | Central Harlem South
9 | DOE | M501 | 2005 Madison Ave | M501; 2005 Madison Ave | Manhattan | Yes | 394.68 | 0.39468 | 89.9% | 434148 | 434.148 | 28.38% | 125 | 17818 | 65122 |  | Unknown/not collected | In Progress | [5 empty] | 2022 | 2022-07-07 | 10035 | 40.8074 | -73.9394 | 111 | 206 | 1054156 | 1017520022 | Central Harlem North-Polo Grounds
10 | DOT | Harlem River Bridge Shop | 300 West 206th St | Harlem River Bridge Shop; 300 West 206th St | Manhattan | Yes | 70.2 | 0.0702 | 57.6% | 77220 | 77.22 | 22.53% | 22 | 3169 | 11583 |  | Unknown/not collected | In Progress | [5 empty] | 2022 | 2022-07-07 | 10034 | 40.8626 | -73.9165 | 112 | 299 | 1081892 | 1021860009 | Marble Hill-Inwood
10 | DOE | M128 | 560 West 169 St | M128; 560 West 169 St | Manhattan | Yes | 105.9 | 0.1059 | 38.1% | 116490 | 116.49 | 16.32% | 34 | 4781 | 17474 |  | Unknown/not collected | In Progress | [5 empty] | 2022 | 2022-07-07 | 10032 | 40.8414 | -73.9386 | 112 | 251 | 1062994 | 1021250001 | Washington Heights South
10 | DOE | M143 | 511 West 182 St | M143; 511 West 182 St | Manhattan | Yes | 212.94 | 0.21294 | 75.3% | 234234 | 234.234 | 39.43% | 68 | 9613 | 35135 |  | Unknown/not collected | In Progress | [5 empty] | 2022 | 2022-07-07 | 10033 | 40.8489 | -73.9309 | 112 | 269 | 1063703 | 1021550035 | Washington Heights North
11 | DOE | X007 | 3201 Kingsbridge Ave | X007; 3201 Kingsbridge Ave | Bronx | Yes | 105.57 | 0.10557 | 43.5% | 116127 | 116.127 | 28.3% | 34 | 4766 | 17419 |  | Unknown/not collected | In Progress | [5 empty] | 2022 | 2022-07-07 | 10463 | 40.8811 | -73.9054 | 208 | 287 | 2083564 | 2057560195 | Spuyten Duyvil-Kingsbridge
11 | DOE | X024 | 660 West 236th St | X024; 660 West 236th St | Bronx | No | 219.07 | 0.21907 | 108.2% | 240977 | 240.977 | 51.23% | 70 | 9890 | 36147 |  | Unknown/not collected | In Progress | [5 empty] | 2022 | 2022-07-07 | 10463 | 40.8871 | -73.9137 | 208 | 309 | 2085869 | 2059170140 | North Riverdale-Fieldston-Riverdale
11 | DOE | X095 | 3961 Hillman Ave | X095; 3961 Hillman Ave | Bronx | Yes | 181.34 | 0.18134 | 31% | 199474 | 199.474 | 15.27% | 58 | 8186 | 29921 |  | Unknown/not collected | In Progress | [5 empty] | 2022 | 2022-07-07 | 10463 | 40.8829 | -73.8913 | 208 | 281 | 2015472 | 2032520182 | Van Cortlandt Village
11 | DOE | X445 - Second System | 75 West 205th St | X445 - Second System; 75 West 205th St | Bronx | No | 205.4 | 0.2054 | 24.3% | 225940 | 225.94 | 18.03% | 65 | 9273 | 33891 |  | Unknown/not collected | In Progress | [5 empty] | 2022 | 2022-07-07 | 10468 | 40.8776 | -73.891 | 207 | 409 | 2094706 | 2032510201 | Van Cortlandt Village
12 | DOE | X021 | 715 East 225 St | X021; 715 East 225 St | Bronx | Yes | 98.9 | 0.0989 | 61.8% | 108790 | 108.79 | 33.88% | 31 | 4465 | 16319 |  | Unknown/not collected | In Progress | [5 empty] | 2022 | 2022-07-07 | 10466 | 40.8876 | -73.8597 | 212 | 406 | 2063435 | 2048390039 | Williamsbridge-Olinville
12 | DOE | X181 | 650-850 Baychester Ave | X181; 650-850 Baychester Ave | Bronx | No | 272.97 | 0.27297 | 5.6% | 300267 | 300.267 | 2.432% | 87 | 12323 | 45040 |  | Unknown/not collected | In Progress | [5 empty] | 2022 | 2022-07-07 | 10475 | 40.8726 | -73.8337 | 210 | 46201 | 2097470 | 2051410150 | Co-op City
13 | DOT | DOT Bronx Borough Commissioners Office | 1400 Willamsbridge Rd | DOT Bronx Borough Commissioners Office; 1400 Willamsbridge Rd | Bronx | Yes | 37.2 | 0.0372 | 50.3% | 40920 | 40.92 | 19.46% | 12 | 1679 | 6138 |  | Unknown/not collected | In Progress | [5 empty] | 2022 | 2022-07-07 | Unknown | Unknown | Unknown |  |  |  | Unknown | Unknown
13 | DOE | X072 | 2951 Dewey Ave | X072; 2951 Dewey Ave | Bronx | No | 143.3 | 0.1433 | 37.4% | 157630 | 157.63 | 23.78% | 46 | 6469 | 23645 |  | Unknown/not collected | In Progress | [5 empty] | 2022 | 2022-07-07 | 10465 | 40.8226 | -73.8182 | 210 | 158 | 2077162 | 2054400001 | Schuylerville-Throgs Neck-Edgewater Park
13 | DOE | X121 | 2750 Throop Ave | X121; 2750 Throop Ave | Bronx | Yes | 100.2 | 0.1002 | 28.4% | 110220 | 110.22 | 24.88% | 32 | 4523 | 16533 |  | Unknown/not collected | In Progress | [5 empty] | 2022 | 2022-07-07 | 10469 | 40.8661 | -73.851 | 211 | 348 | 2054253 | 2045260001 | Allerton-Pelham Gardens
13 | DOE | X135 | 2441 Wallace Ave | X135; 2441 Wallace Ave | Bronx | Yes | 209.44 | 0.20944 | 67.5% | 230384 | 230.384 | 34.1% | 67 | 9455 | 34558 |  | Unknown/not collected | In Progress | [5 empty] | 2022 | 2022-07-07 | 10467 | 40.8621 | -73.8646 | 211 | 330 | 2051313 | 2044320001 | Bronxdale
13 | DOE | X415 | 925 Astor Ave | X415; 925 Astor Ave | Bronx | Yes | 249.48 | 0.24948 | 38.6% | 274428 | 274.428 | 17.44% | 79 | 11263 | 41164 |  | Unknown/not collected | In Progress | [5 empty] | 2022 | 2022-07-07 | 10469 | 40.8597 | -73.861 | 211 | 324 | 2050179 | 2043580001 | Bronxdale
14 | DOE | X026 | 1930 Andrews Ave | X026; 1930 Andrews Ave | Bronx | Yes | 205.92 | 0.20592 | 45.9% | 226512 | 226.512 | 22.56% | 65 | 9296 | 33977 |  | Unknown/not collected | In Progress | [5 empty] | 2022 | 2022-07-07 | 10453 | 40.8547 | -73.9132 | 205 | 24502 | 2014692 | 2032160002 | University Heights-Morris Heights
14 | DOE | X117 | 1865 Morris Ave | X117; 1865 Morris Ave | Bronx | Yes | 146.3 | 0.1463 | 47.6% | 160930 | 160.93 | 22.9% | 47 | 6605 | 24140 |  | Unknown/not collected | In Progress | [5 empty] | 2022 | 2022-07-07 | 10453 | 40.8485 | -73.9084 | 205 | 23301 | 2007902 | 2028270001 | Mount Hope
14 | DOE | X143 | 120 West 231 St | X143; 120 West 231 St | Bronx | Yes | 219.7 | 0.2197 | 81.9% | 241670 | 241.67 | 31.92% | 70 | 9918 | 36251 |  | Unknown/not collected | In Progress | [5 empty] | 2022 | 2022-07-07 | 10463 | 40.8759 | -73.9011 | 208 | 273 | 2015547 | 2032530141 | Van Cortlandt Village
16 | DOE | X002 | 1365 Fulton Ave | X002; 1365 Fulton Ave | Bronx | Yes | 129.4 | 0.1294 | 48.2% | 142340 | 142.34 | 47.13% | 41 | 5842 | 21351 |  | Unknown/not collected | In Progress | [5 empty] | 2022 | 2022-07-07 | 10456 | 40.8337 | -73.9025 | 203 | 14701 | 2009617 | 2029250056 | Claremont-Bathgate
16 | DOE | X090 | 1116 Sheridan Ave | X090; 1116 Sheridan Ave | Bronx | Yes | 167.09 | 0.16709 | 50.4% | 183799 | 183.799 | 30.37% | 53 | 7543 | 27570 |  | Unknown/not collected | In Progress | [5 empty] | 2022 | 2022-07-07 | 10456 | 40.832 | -73.918 | 204 | 18102 | 2002745 | 2024560100 | East Concourse-Concourse Village
16 | DOE | X136 | 750 Jennings St | X136; 750 Jennings St | Bronx | Yes | 293 | 0.293 | 62.9% | 322300 | 322.3 | 44.01% | 93 | 13227 | 48345 |  | Unknown/not collected | In Progress | [5 empty] | 2022 | 2022-07-07 | 10459 | 40.8318 | -73.8981 | 203 | 151 | 2010344 | 2029690001 | Morrisania-Melrose
16 | DOE | X147 | 1600 Webster Ave | X147; 1600 Webster Ave | Bronx | Yes | 212.2 | 0.2122 | 47.3% | 233420 | 233.42 | 21.65% | 67 | 9580 | 35013 |  | Unknown/not collected | In Progress | [5 empty] | 2022 | 2022-07-07 | 10457 | 40.8409 | -73.9048 | 203 | 167 | 2009400 | 2028970005 | Claremont-Bathgate
16 | DOE | X166 | 250 East 164th St | X166; 250 East 164th St | Bronx | Yes | 192.5 | 0.1925 | 42% | 211750 | 211.75 | 21.93% | 61 | 8690 | 31763 |  | Unknown/not collected | In Progress | [5 empty] | 2022 | 2022-07-07 | 10456 | 40.8287 | -73.9177 | 204 | 18302 | 2002497 | 2024460043 | East Concourse-Concourse Village
17 | CUNY | Hostos Community College: C Building / East Academic Complex | ï¿½475 Grand Concourse | Hostos Community College: C Building / East Academic Complex; ï¿½475 Grand Concourse | Bronx | Yes | 244.8 | 0.2448 | 28.2% | 269280 | 269.28 | 8.682% | 78 | 11051 | 40392 |  | Unknown/not collected | In Progress | [5 empty] | 2022 | 2022-07-07 | 10451 | 40.818 | -73.9276 | 201 | 63 | 2001038 | 2023460029 | West Concourse
17 | DOE | X052 | 681 Kelly St | X052; 681 Kelly St | Bronx | Yes | 161.32 | 0.16132 | 52.5% | 177452 | 177.452 | 25.96% | 51 | 7283 | 26618 |  | Unknown/not collected | In Progress | [5 empty] | 2022 | 2022-07-07 | 10455 | 40.8154 | -73.9021 | 202 | 83 | 2005133 | 2026860020 | Longwood
17 | DOE | X066 | 1001 Jennings St | X066; 1001 Jennings St | Bronx | Yes | 115.12 | 0.11512 | 47.2% | 126632 | 126.632 | 24.13% | 37 | 5197 | 18995 |  | Unknown/not collected | In Progress | [5 empty] | 2022 | 2022-07-07 | 10460 | 40.8312 | -73.8871 | 203 | 157 | 2010916 | 2030080001 | Crotona Park East
17 | DOE | X092 | 700 East 179th St | X092; 700 East 179th St | Bronx | Yes | 153.18 | 0.15318 | 77.9% | 168498 | 168.498 | 47.12% | 49 | 6915 | 25275 |  | Unknown/not collected | In Progress | [5 empty] | 2022 | 2022-07-07 | 10457 | 40.8467 | -73.8898 | 206 | 371 | 2012620 | 2030920014 | East Tremont
17 | DOE | X093 | 1535 Story Ave | X093; 1535 Story Ave | Bronx | Yes | 121.28 | 0.12128 | 53.7% | 133408 | 133.408 | 27.95% | 39 | 5475 | 20011 |  | Unknown/not collected | In Progress | [5 empty] | 2022 | 2022-07-07 | 10473 | 40.8218 | -73.8769 | 209 | 28 | 2097341 | 2036520001 | Soundview-Castle Hill-Clason Point-Harding Park
17 | DOE | X130 | 750 Prospect Ave | X130; 750 Prospect Ave | Bronx | Yes | 179.1 | 0.1791 | 122.4% | 197010 | 197.01 | 59.23% | 57 | 8085 | 29552 |  | Unknown/not collected | In Progress | [5 empty] | 2022 | 2022-07-07 | 10455 | 40.8177 | -73.9024 | 202 | 85 | 2005168 | 2026880001 | Longwood
17 | DOE | X134 | 1330 Bristow St | X134; 1330 Bristow St | Bronx | Yes | 265.98 | 0.26598 | 151.5% | 292578 | 292.578 | 67.32% | 85 | 12007 | 43887 |  | Unknown/not collected | In Progress | [5 empty] | 2022 | 2022-07-07 | 10459 | 40.8312 | -73.8948 | 203 | 153 | 2010273 | 2029650082 | Crotona Park East
17 | DOE | X140 | 916 Eagle Ave | X140; 916 Eagle Ave | Bronx | Yes | 140.91 | 0.14091 | 86% | 155001 | 155.001 | 38.87% | 45 | 6361 | 23250 |  | Unknown/not collected | In Progress | [5 empty] | 2022 | 2022-07-07 | 10456 | 40.8233 | -73.9079 | 203 | 185 | 2004469 | 2026270009 | Morrisania-Melrose
17 | DOE | X790 | 730 Concourse Village West | X790; 730 Concourse Village West | Bronx | No | 104.7 | 0.1047 | 6% | 115170 | 115.17 | 2.186% | 33 | 4727 | 17276 |  | Unknown/not collected | In Progress | [5 empty] | 2022 | 2022-07-07 | 10451 | 40.8223 | -73.9238 | 204 | 61 | 2103486 | 2024430078 | East Concourse-Concourse Village
18 | DOE | X100 | 800 Taylor Ave | X100; 800 Taylor Ave | Bronx | Yes | 134.9 | 0.1349 | 72.8% | 148390 | 148.39 | 48.59% | 43 | 6090 | 22259 |  | Unknown/not collected | In Progress | [5 empty] | 2022 | 2022-07-07 | 10473 | 40.8214 | -73.863 | 209 | 42 | 2022550 | 2036410001 | Soundview-Castle Hill-Clason Point-Harding Park
18 | DOE | X125 | 1111 Pugsley Ave | X125; 1111 Pugsley Ave | Bronx | Yes | 271.44 | 0.27144 | 80.6% | 298584 | 298.584 | 53.2% | 86 | 12254 | 44788 |  | Unknown/not collected | In Progress | [5 empty] | 2022 | 2022-07-07 | 10472 | 40.8292 | -73.8567 | 209 | 4001 | 2025717 | 2037900040 | Soundview-Bruckner
18 | DOE | X450 | 1980 Lafayette Ave | X450; 1980 Lafayette Ave | Bronx | Yes | 704.3 | 0.7043 | 97.5% | 774730 | 774.73 | 43.2% | 224 | 31795 | 116210 |  | Unknown/not collected | In Progress | [5 empty] | 2022 | 2022-07-07 | 10473 | 40.8223 | -73.8562 | 209 | 16 | 2022205 | 2036040039 | Soundview-Castle Hill-Clason Point-Harding Park
19 | DOE | Q021 | 147-36 26th Ave | Q021; 147-36 26th Ave | Queens | Yes | 124.2 | 0.1242 | 32.6% | 136620 | 136.62 | 18.62% | 39 | 5607 | 20493 |  | Unknown/not collected | In Progress | [5 empty] | 2022 | 2022-07-07 | 11354 | 40.7745 | -73.8193 | 407 | 1047 | 4108665 | 4048030001 | Murray Hill
19 | DOE | Q025 | 34-65 192nd St | Q025; 34-65 192nd St | Queens | Yes | 213.21 | 0.21321 | 37.4% | 234531 | 234.531 | 28.66% | 68 | 9625 | 35180 |  | Unknown/not collected | In Progress | [5 empty] | 2022 | 2022-07-07 | 11358 | 40.7651 | -73.7901 | 411 | 1139 | 4119139 | 4052610001 | Auburndale
19 | DOE | Q079 | 15-28 149 St | Q079; 15-28 149 St | Queens | No | 122.43 | 0.12243 | 38% | 134673 | 134.673 | 24.5% | 39 | 5527 | 20201 |  | Unknown/not collected | In Progress | [5 empty] | 2022 | 2022-07-07 | 11357 | 40.786 | -73.8163 | 407 | 1039 | 4105232 | 4046470001 | Whitestone
19 | DOE | Q130 | 200-01 42 Ave | Q130; 200-01 42 Ave | Queens | No | 115.12 | 0.11512 | 37.5% | 126632 | 126.632 | 45.7% | 37 | 5197 | 18995 |  | Unknown/not collected | In Progress | [5 empty] | 2022 | 2022-07-07 | 11361 | 40.7595 | -73.784 | 411 | 1463 | 4137034 | 4062030001 | Bayside-Bayside Hills
19 | DOE | Q184 | 163-15 21 Rd | Q184; 163-15 21 Rd | Queens | No | 140.2 | 0.1402 | 99.1% | 154220 | 154.22 | 56.91% | 45 | 6329 | 23133 |  | Unknown/not collected | In Progress | [5 empty] | 2022 | 2022-07-07 | 11357 | 40.7781 | -73.8002 | 407 | 1017 | 4129072 | 4057560001 | Ft. Totten-Bay Terrace-Clearview
19 | DOE | Q185 | 147-26 25 Dr | Q185; 147-26 25 Dr | Queens | Yes | 242.9 | 0.2429 | 70.1% | 267190 | 267.19 | 45.23% | 77 | 10966 | 40079 |  | Unknown/not collected | In Progress | [5 empty] | 2022 | 2022-07-07 | 11354 | 40.7753 | -73.8193 | 407 | 1047 | 4108664 | 4048020001 | Murray Hill
21 | DOE | Q227 | 32-02 Junction Blvd | Q227; 32-02 Junction Blvd | Queens | Yes | 225.6 | 0.2256 | 35.9% | 248160 | 248.16 | 25.43% | 72 | 10185 | 37224 |  | Unknown/not collected | In Progress | [5 empty] | 2022 | 2022-07-07 | 11369 | 40.7584 | -73.8745 | 403 | 353 | 4034891 | 4014230001 | East Elmhurst
22 | DOE | Q010 | 45-11 31st Ave | Q010; 45-11 31st Ave | Queens | No | 108.33 | 0.10833 | 38.3% | 119163 | 119.163 | 23.95% | 34 | 4890 | 17874 |  | Unknown/not collected | In Progress | [5 empty] | 2022 | 2022-07-07 | 11103 | 40.7594 | -73.9129 | 401 | 151 | 4012664 | 4007140001 | Astoria
22 | DOE | Q141 | 37-11 21st Ave | Q141; 37-11 21st Ave | Queens | No | 120.75 | 0.12075 | 56.3% | 132825 | 132.825 | 34.55% | 38 | 5451 | 19924 |  | Unknown/not collected | In Progress | [5 empty] | 2022 | 2022-07-07 | 11105 | 40.7756 | -73.9051 | 401 | 12301 | 4016102 | 4008100001 | Steinway
22 | DOE | Q151 | 50-05 31 Ave | Q151; 50-05 31 Ave | Queens | No | 102.8 | 0.1028 | 55.5% | 113080 | 113.08 | 36.23% | 33 | 4641 | 16962 |  | Unknown/not collected | In Progress | [5 empty] | 2022 | 2022-07-07 | 11377 | 40.7575 | -73.9089 | 401 | 163 | 4014094 | 4007520001 | Astoria
23 | DOE | Q033 | 91-37 222 St | Q033; 91-37 222 St | Queens | Yes | 106.26 | 0.10626 | 42.7% | 116886 | 116.886 | 15.2% | 34 | 4797 | 17533 |  | Unknown/not collected | In Progress | [5 empty] | 2022 | 2022-07-07 | 11428 | 40.7271 | -73.7351 | 413 | 560 | 4230589 | 4107560001 | Queens Village
23 | DOE | Q046 | 64-45 218th St | Q046; 64-45 218th St | Queens | Yes | 124.2 | 0.1242 | 59.2% | 136620 | 136.62 | 39.26% | 39 | 5607 | 20493 |  | Unknown/not collected | In Progress | [5 empty] | 2022 | 2022-07-07 | 11364 | 40.7462 | -73.7588 | 411 | 1367 | 4162449 | 4076190001 | Oakland Gardens
23 | DOE | Q115 | 80-51 261 St | Q115; 80-51 261 St | Queens | No | 184.03 | 0.18403 | 86.5% | 202433 | 202.433 | 45.45% | 59 | 8308 | 30365 |  | Unknown/not collected | In Progress | [5 empty] | 2022 | 2022-07-07 | 11004 | 40.7441 | -73.7098 | 413 | 157902 | 4178127 | 4087170001 | Glen Oaks-Floral Park-New Hyde Park
23 | DOE | Q205 | 75-25 Bell Blvd | Q205; 75-25 Bell Blvd | Queens | No | 154 | 0.154 | 77% | 169400 | 169.4 | 31.85% | 49 | 6952 | 25410 |  | Unknown/not collected | In Progress | [5 empty] | 2022 | 2022-07-07 | 11364 | 40.7377 | -73.7568 | 411 | 129103 | 4164007 | 4077530001 | Oakland Gardens
23 | DOE | Q213 | 231-02 67 Ave | Q213; 231-02 67 Ave | Queens | Yes | 179.7 | 0.1797 | 116.6% | 197670 | 197.67 | 61.07% | 57 | 8112 | 29651 |  | Unknown/not collected | In Progress | [5 empty] | 2022 | 2022-07-07 | 11364 | 40.7477 | -73.7457 | 411 | 1377 | 4163698 | 4076770001 | Oakland Gardens
23 | DOE | Q435 | 230-17 Hillside Ave | Q435; 230-17 Hillside Ave | Queens | Yes | 400.02 | 0.40002 | 64.1% | 440022 | 440.022 | 40.23% | 127 | 18059 | 66003 |  | Unknown/not collected | In Progress | [5 empty] | 2022 | 2022-07-07 | 11427 | 40.7331 | -73.7388 | 413 | 1301 | 4166101 | 4079300002 | Bellerose
23 | DSNY | Queens East 11/13 District Garage | 75-05 Douglaston Pkwy | Queens East 11/13 District Garage; 75-05 Douglaston Pkwy | Queens | No | 483.48 | 0.48348 | 183.5% | 531828 | 531.828 | 49.52% | 154 | 21826 | 79774 |  | Unknown/not collected | In Progress | [5 empty] | 2022 | 2022-07-07 | 11364 | 40.7435 | -73.7343 | 411 | 152901 | 4445411 | 4078500020 | Douglas Manor-Douglaston-Little Neck
24 | DOE | Q620 | 165-65 84th Ave | Q620; 165-65 84th Ave | Queens | Yes | 579.04 | 0.57904 | 96.4% | 636944 | 636.944 | 64.78% | 184 | 26140 | 95542 |  | Unknown/not collected | In Progress | [5 empty] | 2022 | 2022-07-07 | 11432 | 40.7154 | -73.8004 | 408 | 452 | 4211027 | 4098670002 | Briarwood-Jamaica Hills
25 | HHC | Elmhurst Hospital Center (EHC)-H BLDG | 79-01 Broadway | Elmhurst Hospital Center (EHC)-H BLDG; 79-01 Broadway | Queens | Yes | 55.89 | 0.05589 | 0.8% | 61479 | 61.479 | 0.1985% | 18 | 2523 | 9222 |  | Unknown/not collected | In Progress | [5 empty] | 2022 | 2022-07-07 | 11373 | 40.7444 | -73.8861 | 404 | 267 | 4437132 | 4015000002 | Elmhurst
26 | FDNY | Engine Company 260 | 11-15 37th Ave | Engine Company 260; 11-15 37th Ave | Queens | Yes | 15.18 | 0.01518 | 39.7% | 16698 | 16.698 | 17.51% | 5 | 685 | 2505 |  | Unknown/not collected | In Progress | [5 empty] | 2022 | 2022-07-07 | 11101 | 40.7597 | -73.9406 | 401 | 85 | 4004305 | 4003520035 | Queensbridge-Ravenswood-Long Island City
26 | DOE | Q199 | 39-20 48th Ave | Q199; 39-20 48th Ave | Queens | No | 122.6 | 0.1226 | 76.2% | 134860 | 134.86 | 24.64% | 39 | 5535 | 20229 |  | Unknown/not collected | In Progress | [5 empty] | 2022 | 2022-07-07 | 11104 | 40.7401 | -73.9262 | 402 | 189 | 4002915 | 4002060003 | Hunters Point-Sunnyside-West Maspeth
26 | DOE | Q600 | 37-02 47th Ave | Q600; 37-02 47th Ave | Queens | Yes | 127.65 | 0.12765 | 18.5% | 140415 | 140.415 | 9.233% | 41 | 5763 | 21062 |  | Unknown/not collected | In Progress | [5 empty] | 2022 | 2022-07-07 | 11101 | 40.7422 | -73.9282 | 402 | 189 | 4003259 | 4002280020 | Hunters Point-Sunnyside-West Maspeth
26 | DOE | Q825/Q125 | 46-02 47th Ave | Q825/Q125; 46-02 47th Ave | Queens | No | 87.1 | 0.0871 | 137.4% | 95810 | 95.81 | 7.059% | 28 | 3932 | 14372 |  | Unknown/not collected | In Progress | [5 empty] | 2022 | 2022-07-07 | 11377 | 40.7411 | -73.9189 | 402 | 235 | 4052874 | 4022840006 | Hunters Point-Sunnyside-West Maspeth
27 | DOE | Q008 | 108-35 167th St | Q008; 108-35 167th St | Queens | Yes | 236.67 | 0.23667 | 60.6% | 260337 | 260.337 | 21.34% | 75 | 10684 | 39051 |  | Unknown/not collected | In Progress | [5 empty] | 2022 | 2022-07-07 | 11433 | 40.6972 | -73.7872 | 412 | 258 | 4216655 | 4101780001 | South Jamaica
27 | DOE | Q015 | 121-15 Lucas St | Q015; 121-15 Lucas St | Queens | Yes | 91.77 | 0.09177 | 32.2% | 100947 | 100.947 | 20.2% | 29 | 4143 | 15142 |  | Unknown/not collected | In Progress | [5 empty] | 2022 | 2022-07-07 | 11413 | 40.6859 | -73.7573 | 412 | 376 | 4273142 | 4126720001 | St. Albans
27 | DOE | Q116 | 107-25 Wren Pl | Q116; 107-25 Wren Pl | Queens | Yes | 106.26 | 0.10626 | 57.9% | 116886 | 116.886 | 28.98% | 34 | 4797 | 17533 |  | Unknown/not collected | In Progress | [5 empty] | 2022 | 2022-07-07 | 11433 | 40.7006 | -73.7823 | 412 | 414 | 4218416 | 4102500001 | South Jamaica
27 | DOE | Q136 | 201-15 115 Ave | Q136; 201-15 115 Ave | Queens | Yes | 137.2 | 0.1372 | 113.4% | 150920 | 150.92 | 63.39% | 44 | 6194 | 22638 |  | Unknown/not collected | In Progress | [5 empty] | 2022 | 2022-07-07 | 11412 | 40.6983 | -73.7527 | 412 | 520 | 4236757 | 4110180021 | St. Albans
27 | DOE | Q192 | 109-89 204th St | Q192; 109-89 204th St | Queens | Yes | 306.36 | 0.30636 | 101.3% | 336996 | 336.996 | 42.08% | 97 | 13830 | 50549 |  | Unknown/not collected | In Progress | [5 empty] | 2022 | 2022-07-07 | 11412 | 40.7065 | -73.7536 | 412 | 508 | 4234318 | 4109440301 | Hollis
27 | DOE | Q490 | 207-01 116th Ave | Q490; 207-01 116th Ave | Queens | Yes | 386.4 | 0.3864 | 110% | 425040 | 425.04 | 34.75% | 123 | 17444 | 63756 |  | Unknown/not collected | In Progress | [5 empty] | 2022 | 2022-07-07 | 11411 | 40.6978 | -73.7457 | 413 | 53401 | 4238003 | 4110490001 | Cambria Heights
28 | FDNY | Engine Company 302 | 143-15 Rockaway Blvd | Engine Company 302; 143-15 Rockaway Blvd | Queens | Yes | 13.86 | 0.01386 | 26.2% | 15246 | 15.246 | 12.77% | 4 | 626 | 2287 |  | Unknown/not collected | In Progress | [5 empty] | 2022 | 2022-07-07 | 11436 | 40.6738 | -73.7955 | 412 | 182 | 4261544 | 4120460002 | Baisley Park
28 | DOE | Q030 | 126-10 Bedell St | Q030; 126-10 Bedell St | Queens | Yes | 256.03 | 0.25603 | 104.1% | 281633 | 281.633 | 53.42% | 81 | 11558 | 42245 |  | Unknown/not collected | In Progress | [5 empty] | 2022 | 2022-07-07 | 11434 | 40.6803 | -73.7744 | 412 | 33402 | 4270045 | 4124950065 | Springfield Gardens North
28 | DOE | Q400 | 156-10 Baisley Blvd | Q400; 156-10 Baisley Blvd | Queens | Yes | 356.51 | 0.35651 | 87% | 392161 | 392.161 | 32.19% | 113 | 16094 | 58824 |  | Unknown/not collected | In Progress | [5 empty] | 2022 | 2022-07-07 | 11434 | 40.6756 | -73.7833 | 412 | 294 | 4265978 | 4122610001 | Springfield Gardens North
29 | DOE | Q139 | 93-06 63rd Dr | Q139; 93-06 63rd Dr | Queens | Yes | 119.02 | 0.11902 | 57% | 130922 | 130.922 | 32.47% | 38 | 5373 | 19638 |  | Unknown/not collected | In Progress | [5 empty] | 2022 | 2022-07-07 | 11374 | 40.7281 | -73.8636 | 406 | 693 | 4072457 | 4030950050 | Rego Park
29 | DOE | Q175 | 64-35 102 St | Q175; 64-35 102 St | Queens | No | 132.3 | 0.1323 | 77.4% | 145530 | 145.53 | 47.3% | 42 | 5973 | 21830 |  | Unknown/not collected | In Progress | [5 empty] | 2022 | 2022-07-07 | 11374 | 40.7309 | -73.8532 | 406 | 721 | 4051200 | 4021280014 | Forest Hills
29 | DOE | Q196 | 71-25 113 St | Q196; 71-25 113 St | Queens | Yes | 123.97 | 0.12397 | 26.2% | 136367 | 136.367 | 15.32% | 39 | 5597 | 20455 |  | Unknown/not collected | In Progress | [5 empty] | 2022 | 2022-07-07 | 11375 | 40.7228 | -73.8379 | 406 | 75702 | 4052713 | 4022480100 | Forest Hills
29 | DOE | Q220 | 62-10 108 St | Q220; 62-10 108 St | Queens | No | 154.7 | 0.1547 | 57% | 170170 | 170.17 | 39.33% | 49 | 6984 | 25526 |  | Unknown/not collected | In Progress | [5 empty] | 2022 | 2022-07-07 | 11375 | 40.7365 | -73.8515 | 406 | 745 | 4051290 | 4021430001 | Forest Hills
30 | FDNY | EMS 45 | 58-65 52nd Rd | EMS 45; 58-65 52nd Rd | Queens | No | 184.32 | 0.18432 | 133% | 202752 | 202.752 | 40.76% | 59 | 8321 | 30413 |  | Unknown/not collected | In Progress | [5 empty] | 2022 | 2022-07-07 | 11377 | 40.7344 | -73.9076 | 402 | 243 | 4054172 | 4023510023 | Elmhurst-Maspeth
30 | FDNY | Engine Company 291 | 56-07 Metropolitan Ave | Engine Company 291; 56-07 Metropolitan Ave | Queens | No | 11.55 | 0.01155 | 25.5% | 12705 | 12.705 | 10.88% | 4 | 521 | 1906 |  | Unknown/not collected | In Progress | [5 empty] | 2022 | 2022-07-07 | 11385 | 40.7129 | -73.9068 | 405 | 595 | 4440960 | 4026460018 | Ridgewood
30 | DOE | Q071 | 62-85 Forest Ave | Q071; 62-85 Forest Ave | Queens | No | 175.18 | 0.17518 | 99.8% | 192698 | 192.698 | 43.91% | 56 | 7908 | 28905 |  | Unknown/not collected | In Progress | [5 empty] | 2022 | 2022-07-07 | 11385 | 40.7112 | -73.9053 | 405 | 595 | 4083519 | 4034920007 | Ridgewood
30 | DOE | Q229 | 67-25 51St Rd | Q229; 67-25 51St Rd | Queens | Yes | 115.92 | 0.11592 | 47.5% | 127512 | 127.512 | 22.58% | 37 | 5233 | 19127 |  | Unknown/not collected | In Progress | [5 empty] | 2022 | 2022-07-07 | 11377 | 40.7343 | -73.8976 | 405 | 513 | 4440274 | 4024230001 | Maspeth
30 | DOE | Q485 | 21-27 Himrod St | Q485; 21-27 Himrod St | Queens | No | 535.92 | 0.53592 | 156.9% | 589512 | 589.512 | 60.2% | 170 | 24194 | 88427 |  | Unknown/not collected | In Progress | [5 empty] | 2022 | 2022-07-07 | 11385 | 40.711 | -73.9088 | 405 | 595 | 4080227 | 4033630001 | Ridgewood
31 | DOE | Q231 | 145-00 Springfield Blvd | Q231; 145-00 Springfield Blvd | Queens | Yes | 396.72 | 0.39672 | 131.2% | 436392 | 436.392 | 65.88% | 126 | 17910 | 65459 |  | Unknown/not collected | In Progress | [5 empty] | 2022 | 2022-07-07 | 11413 | 40.6646 | -73.7588 | 413 | 320 | 4285682 | 4133310001 | Springfield Gardens South-Brookville
32 | DOE | Q137 | 109-15 98th St | Q137; 109-15 98th St | Queens | Yes | 82.9 | 0.0829 | 7.4% | 91190 | 91.19 | 6.765% | 26 | 3742 | 13679 |  | Unknown/not collected | In Progress | [5 empty] | 2022 | 2022-07-07 | 11417 | 40.6781 | -73.8399 | 410 | 86 | 4467457 | 4091720001 | Ozone Park
32 | DOE | Q210 | 93-11 101 Ave | Q210; 93-11 101 Ave | Queens | Yes | 246.33 | 0.24633 | 69.2% | 270963 | 270.963 | 30.21% | 78 | 11120 | 40644 |  | Unknown/not collected | In Progress | [5 empty] | 2022 | 2022-07-07 | 11416 | 40.6839 | -73.8475 | 409 | 38 | 4188567 | 4090670001 | Woodhaven
33 | DOE | K126 | 424 Leord St | K126; 424 Leord St | Brooklyn | No | 366.9 | 0.3669 | 114% | 403590 | 403.59 | 54.63% | 117 | 16563 | 60539 |  | Unknown/not collected | In Progress | [5 empty] | 2022 | 2022-07-07 | Unknown | Unknown | Unknown |  |  |  | Unknown | Unknown
33 | DOE | K293 (K497) | 284 Baltic St | K293 (K497); 284 Baltic St | Brooklyn | No | 261 | 0.261 | 56.9% | 287100 | 287.1 | 30.46% | 83 | 11783 | 43065 |  | Unknown/not collected | In Progress | [5 empty] | 2022 | 2022-07-07 | 11201 | 40.6854 | -73.9934 | 306 | 69 | 3006401 | 3004020001 | DUMBO-Vinegar Hill-Downtown Brooklyn-Boerum Hill
33 | DOE | K307 | 209 York St | K307; 209 York St | Brooklyn | No | 212.91 | 0.21291 | 98.1% | 234201 | 234.201 | 57.37% | 68 | 9612 | 35130 |  | Unknown/not collected | In Progress | [5 empty] | 2022 | 2022-07-07 | 11201 | 40.7013 | -73.9823 | 302 | 21 | 3000158 | 3000560007 | DUMBO-Vinegar Hill-Downtown Brooklyn-Boerum Hill
33 | DOE | K650 | 257 North 6th St | K650; 257 North 6th St | Brooklyn | No | 228.2 | 0.2282 | 40.9% | 251020 | 251.02 | 25.71% | 73 | 10302 | 37653 |  | Unknown/not collected | In Progress | [5 empty] | 2022 | 2022-07-07 | 11211 | 40.7151 | -73.9548 | 301 | 519 | 3062135 | 3023300011 | North Side-South Side
34 | DSNY | Brooklyn North 3 District Garage | 535 Johnson Ave | Brooklyn North 3 District Garage; 535 Johnson Ave | Brooklyn | No | 196 | 0.196 | 248% | 215600 | 215.6 | 96.75% | 62 | 8848 | 32340 |  | Unknown/not collected | In Progress | [5 empty] | 2022 | 2022-07-07 | 11237 | 40.7088 | -73.926 | 301 | 449 | 3070584 | 3029870016 | East Williamsburg
34 | DOE | K049 | 223 Graham Ave | K049; 223 Graham Ave | Brooklyn | Yes | 189.1 | 0.1891 | 64.4% | 208010 | 208.01 | 31.86% | 60 | 8537 | 31202 |  | Unknown/not collected | In Progress | [5 empty] | 2022 | 2022-07-07 | 11206 | 40.7099 | -73.9436 | 301 | 505 | 3070825 | 3030250001 | East Williamsburg
35 | DOE | K221 | 791 Empire Blvd | K221; 791 Empire Blvd | Brooklyn | Yes | 100.74 | 0.10074 | 53.8% | 110814 | 110.814 | 26.69% | 32 | 4548 | 16622 |  | Unknown/not collected | In Progress | [5 empty] | 2022 | 2022-07-07 | 11213 | 40.6637 | -73.936 | 309 | 355 | 3038372 | 3014230014 | Crown Heights South
35 | DOE | K287 | 50 vy St | K287; 50 vy St | Brooklyn | Yes | 141.74 | 0.14174 | 99.3% | 155914 | 155.914 | 46.32% | 45 | 6399 | 23387 |  | Unknown/not collected | In Progress | [5 empty] | 2022 | 2022-07-07 | Unknown | Unknown | Unknown |  |  |  | Unknown | Unknown
35 | DOE | K600 | 901 Classon Ave | K600; 901 Classon Ave | Brooklyn | Yes | 172.6 | 0.1726 | 44.2% | 189860 | 189.86 | 21% | 55 | 7792 | 28479 |  | Unknown/not collected | In Progress | [5 empty] | 2022 | 2022-07-07 | 11225 | 40.6696 | -73.962 | 309 | 213 | 3029702 | 3011880001 | Crown Heights South
36 | DOE | K003 | 50 Jefferson Ave | K003; 50 Jefferson Ave | Brooklyn | Yes | 135 | 0.135 | 96.8% | 148500 | 148.5 | 43.2% | 43 | 6094 | 22275 |  | Unknown/not collected | In Progress | [5 empty] | 2022 | 2022-07-07 | 11216 | 40.6827 | -73.9553 | 303 | 227 | 3057406 | 3019980001 | Clinton Hill
36 | DOE | K023 | 545 Willoughby Ave | K023; 545 Willoughby Ave | Brooklyn | Yes | 281.05 | 0.28105 | 155.7% | 309155 | 309.155 | 69.38% | 89 | 12688 | 46373 |  | Unknown/not collected | In Progress | [5 empty] | 2022 | 2022-07-07 | 11206 | 40.6941 | -73.9476 | 303 | 25901 | 3048818 | 3017590013 | Bedford
36 | DOE | K026 | 1014 Lafayette Ave | K026; 1014 Lafayette Ave | Brooklyn | Yes | 264.11 | 0.26411 | 108.3% | 290521 | 290.521 | 52.25% | 84 | 11923 | 43578 |  | Unknown/not collected | In Progress | [5 empty] | 2022 | 2022-07-07 | 11221 | 40.6921 | -73.9317 | 303 | 291 | 3393805 | 3016160001 | Stuyvesant Heights
36 | DOE | K044 | 432 Monroe St | K044; 432 Monroe St | Brooklyn | Yes | 182.49 | 0.18249 | 98.4% | 200739 | 200.739 | 41.24% | 58 | 8238 | 30111 |  | Unknown/not collected | In Progress | [5 empty] | 2022 | 2022-07-07 | 11221 | 40.6866 | -73.9407 | 303 | 277 | 3051540 | 3018210001 | Stuyvesant Heights
36 | DOE | K057 | 125 Stuyvesant Ave | K057; 125 Stuyvesant Ave | Brooklyn | Yes | 151.8 | 0.1518 | 50.2% | 166980 | 166.98 | 25.9% | 48 | 6853 | 25047 |  | Unknown/not collected | In Progress | [5 empty] | 2022 | 2022-07-07 | 11221 | 40.6913 | -73.9337 | 303 | 291 | 3043822 | 3016160001 | Stuyvesant Heights
36 | DOE | K335 | 130 Rochester Ave | K335; 130 Rochester Ave | Brooklyn | Yes | 162.64 | 0.16264 | 130.7% | 178904 | 178.904 | 39.79% | 52 | 7342 | 26836 |  | Unknown/not collected | In Progress | [5 empty] | 2022 | 2022-07-07 | 11213 | 40.6747 | -73.9278 | 308 | 307 | 3035887 | 3013550023 | Crown Heights North
37 | FDNY | Engine Co. 332 & Ladder Co. 175 | 165 Bradford St | Engine Co. 332 & Ladder Co. 175; 165 Bradford St | Brooklyn | Yes | 76.84 | 0.07684 | 65.1% | 84524 | 84.524 | 45.44% | 24 | 3469 | 12679 |  | Unknown/not collected | In Progress | [5 empty] | 2022 | 2022-07-07 | 11207 | 40.6754 | -73.8929 | 305 | 1198 | 3083579 | 3036910001 | East New York
37 | FDNY | Engine Company 236 | 998 Liberty Ave | Engine Company 236; 998 Liberty Ave | Brooklyn | Yes | 7.26 | 0.00726 | 26% | 7986 | 7.986 | 11.56% | 2 | 328 | 1198 |  | Unknown/not collected | In Progress | [5 empty] | 2022 | 2022-07-07 | 11208 | 40.6779 | -73.8729 | 305 | 1196 | 3094289 | 3041940020 | East New York
37 | DOE | K298 | 85 Watkins St | K298; 85 Watkins St | Brooklyn | Yes | 171 | 0.171 | 103.1% | 188100 | 188.1 | 36.1% | 54 | 7720 | 28215 |  | Unknown/not collected | In Progress | [5 empty] | 2022 | 2022-07-07 | 11212 | 40.671 | -73.9082 | 316 | 906 | 3080768 | 3035070007 | Brownsville
37 | DOE | K345 | 111 Berriman St | K345; 111 Berriman St | Brooklyn | Yes | 177.87 | 0.17787 | 111.2% | 195657 | 195.657 | 40.65% | 57 | 8030 | 29349 |  | Unknown/not collected | In Progress | [5 empty] | 2022 | 2022-07-07 | 11208 | 40.6761 | -73.8803 | 305 | 1192 | 3088734 | 3039900001 | East New York
37 | DOE | K377 | 200 Woodbine St | K377; 200 Woodbine St | Brooklyn | Yes | 193.1 | 0.1931 | 50.1% | 212410 | 212.41 | 37.9% | 61 | 8717 | 31862 |  | Unknown/not collected | In Progress | [5 empty] | 2022 | 2022-07-07 | 11221 | 40.694 | -73.9153 | 304 | 415 | 3076784 | 3033600001 | Bushwick South
38 | DOE | K001 | 309 47th St | K001; 309 47th St | Brooklyn | Yes | 204.05 | 0.20405 | 58.4% | 224455 | 224.455 | 35.07% | 65 | 9212 | 33668 |  | Unknown/not collected | In Progress | [5 empty] | 2022 | 2022-07-07 | 11220 | 40.649 | -74.0123 | 307 | 80 | 3011821 | 3007550022 | Sunset Park West
38 | DOE | K094 | 5010 6th Ave | K094; 5010 6th Ave | Brooklyn | Yes | 83.49 | 0.08349 | 28.9% | 91839 | 91.839 | 14.43% | 27 | 3769 | 13776 |  | Unknown/not collected | In Progress | [5 empty] | 2022 | 2022-07-07 | 11220 | 40.6437 | -74.0083 | 307 | 98 | 3332126 | 3007920026 | Sunset Park East
39 | DOE | K058 | 330 Smith St | K058; 330 Smith St | Brooklyn | No | 205.2 | 0.2052 | 73.5% | 225720 | 225.72 | 48.88% | 65 | 9264 | 33858 |  | Unknown/not collected | In Progress | [5 empty] | 2022 | 2022-07-07 | 11231 | 40.6801 | -73.9949 | 306 | 77 | 3007547 | 3004490015 | Carroll Gardens-Columbia Street-Red Hook
40 | DOE | K217 | 1100 Newkirk Ave | K217; 1100 Newkirk Ave | Brooklyn | No | 120.12 | 0.12012 | 23.7% | 132132 | 132.132 | 12.07% | 38 | 5423 | 19820 |  | Unknown/not collected | In Progress | [5 empty] | 2022 | 2022-07-07 | 11230 | 40.634 | -73.9666 | 314 | 526 | 3121072 | 3052320001 | Flatbush
40 | DOE | K470 | 600 Kingston Ave | K470; 600 Kingston Ave | Brooklyn | Yes | 452.4 | 0.4524 | 83.7% | 497640 | 497.64 | 37.58% | 144 | 20423 | 74646 |  | Unknown/not collected | In Progress | [5 empty] | 2022 | 2022-07-07 | 11203 | 40.6589 | -73.9425 | 309 | 810 | 3107227 | 3048110001 | Prospect Lefferts Gardens-Wingate
41 | DOE | K232 | 905 Winthrop St | K232; 905 Winthrop St | Brooklyn | Yes | 163.2 | 0.1632 | 50.7% | 179520 | 179.52 | 22.68% | 52 | 7368 | 26928 |  | Unknown/not collected | In Progress | [5 empty] | 2022 | 2022-07-07 | 11203 | 40.6584 | -73.9291 | 317 | 880 | 3099733 | 3046060025 | Prospect Lefferts Gardens-Wingate
41 | DOE | K309 | 794 Monroe St | K309; 794 Monroe St | Brooklyn | Yes | 275.2 | 0.2752 | 114.7% | 302720 | 302.72 | 82.91% | 87 | 12424 | 45408 |  | Unknown/not collected | In Progress | [5 empty] | 2022 | 2022-07-07 | 11221 | 40.6884 | -73.9248 | 303 | 385 | 3045047 | 3016430036 | Stuyvesant Heights
42 | DSNY | Brooklyn South 17 and 18 District Garage | 10502 Avenue D | Brooklyn South 17 and 18 District Garage; 10502 Avenue D | Brooklyn | Yes | 736 | 0.736 | 221.9% | 809600 | 809.6 | 55.67% | 234 | 33226 | 121440 |  | Unknown/not collected | In Progress | [5 empty] | 2022 | 2022-07-07 | 11236 | 40.6538 | -73.9015 | 318 | 1098 | 3256921 | 3081380001 | East New York
42 | DOE | K041 | 411 Thatford Ave | K041; 411 Thatford Ave | Brooklyn | Yes | 228.76 | 0.22876 | 108.6% | 251636 | 251.636 | 63.14% | 73 | 10327 | 37745 |  | Unknown/not collected | In Progress | [5 empty] | 2022 | 2022-07-07 | 11212 | 40.6603 | -73.9074 | 316 | 918 | 3082389 | 3036040001 | Brownsville
42 | DOE | K166 | 800 Van Sicklen Ave | K166; 800 Van Sicklen Ave | Brooklyn | Yes | 295.68 | 0.29568 | 84.2% | 325248 | 325.248 | 91.88% | 94 | 13348 | 48787 |  | Unknown/not collected | In Progress | [5 empty] | 2022 | 2022-07-07 | Unknown | Unknown | Unknown |  |  |  | Unknown | Unknown
42 | DOE | K273 | 923 Jerome St | K273; 923 Jerome St | Brooklyn | Yes | 168.72 | 0.16872 | 85.4% | 185592 | 185.592 | 62.24% | 54 | 7617 | 27839 |  | Unknown/not collected | In Progress | [5 empty] | 2022 | 2022-07-07 | 11207 | 40.6579 | -73.8794 | 305 | 1078 | 3097973 | 3044010001 | East New York
42 | DOE | K275 | 985 Rockaway Ave | K275; 985 Rockaway Ave | Brooklyn | Yes | 334.1 | 0.3341 | 100% | 367510 | 367.51 | 45.84% | 106 | 15083 | 55127 |  | Unknown/not collected | In Progress | [5 empty] | 2022 | 2022-07-07 | 11212 | 40.6561 | -73.9072 | 316 | 922 | 3082940 | 3036360007 | Brownsville
43 | DOE | K200 | 1940 Benson Ave | K200; 1940 Benson Ave | Brooklyn | Yes | 108.19 | 0.10819 | 31.2% | 119009 | 119.009 | 18.61% | 34 | 4884 | 17851 |  | Unknown/not collected | In Progress | [5 empty] | 2022 | 2022-07-07 | 11214 | 40.6032 | -74.0014 | 311 | 282 | 3167818 | 3064070008 | Bath Beach
43 | DOE | K259 | 7305 Ft Hamilton Pkwy | K259; 7305 Ft Hamilton Pkwy | Brooklyn | No | 88.1 | 0.0881 | 13.8% | 96910 | 96.91 | 6.836% | 28 | 3977 | 14537 |  | Unknown/not collected | In Progress | [5 empty] | 2022 | 2022-07-07 | 11228 | 40.6267 | -74.0151 | 310 | 206 | 3148031 | 3059230001 | Dyker Heights
43 | DOE | K445 | 1601 80th St | K445; 1601 80th St | Brooklyn | Yes | 156.31 | 0.15631 | 20.5% | 171941 | 171.941 | 8.432% | 50 | 7056 | 25791 |  | Unknown/not collected | In Progress | [5 empty] | 2022 | 2022-07-07 | 11214 | 40.6133 | -74.0034 | 311 | 182 | 3162711 | 3062710001 | Bensonhurst West
45 | FDNY | EMS 58 | 420 East 83rd St | EMS 58; 420 East 83rd St | Brooklyn | No | 66 | 0.066 | 79.6% | 72600 | 72.6 | 32.16% | 21 | 2980 | 10890 |  | Unknown/not collected | In Progress | [5 empty] | 2022 | 2022-07-07 | 11236 | 40.6427 | -73.9175 | 318 | 960 | 3221976 | 3079180114 | Canarsie
45 | DOE | K152 | 2310 Glenwood Rd | K152; 2310 Glenwood Rd | Brooklyn | Yes | 70.84 | 0.07084 | 12.8% | 77924 | 77.924 | 5.46% | 23 | 3198 | 11689 |  | Unknown/not collected | In Progress | [5 empty] | 2022 | 2022-07-07 | 11210 | 40.6332 | -73.9547 | 314 | 772 | 3205780 | 3075510026 | Flatbush
45 | DOE | K198 | 4105 Farragut Rd | K198; 4105 Farragut Rd | Brooklyn | Yes | 181.72 | 0.18172 | 106.4% | 199892 | 199.892 | 43.8% | 58 | 8204 | 29984 |  | Unknown/not collected | In Progress | [5 empty] | 2022 | 2022-07-07 | 11210 | 40.6369 | -73.9373 | 317 | 836 | 3113388 | 3049880066 | East Flatbush-Farragut
45 | DOE | K208 | 4801 Avenue D | K208; 4801 Avenue D | Brooklyn | Yes | 127.7 | 0.1277 | 71.9% | 140470 | 140.47 | 47.1% | 41 | 5765 | 21071 |  | Unknown/not collected | In Progress | [5 empty] | 2022 | 2022-07-07 | 11203 | 40.642 | -73.9312 | 317 | 840 | 3105680 | 3047690025 | East Flatbush-Farragut
45 | DOE | K269 | 1957 Nostrand Ave | K269; 1957 Nostrand Ave | Brooklyn | Yes | 172.52 | 0.17252 | 81.3% | 189772 | 189.772 | 37.47% | 55 | 7788 | 28466 |  | Unknown/not collected | In Progress | [5 empty] | 2022 | 2022-07-07 | 11210 | 40.6377 | -73.9482 | 317 | 788 | 3113780 | 3049940023 | Flatbush
46 | FDNY | Engine Company 309 | 1851 East 48th St | Engine Company 309; 1851 East 48th St | Brooklyn | Yes | 15.18 | 0.01518 | 40% | 16698 | 16.698 | 13.03% | 5 | 685 | 2505 |  | Unknown/not collected | In Progress | [5 empty] | 2022 | 2022-07-07 | 11234 | 40.6157 | -73.9285 | 318 | 672 | 3239495 | 3084880016 | Flatlands
46 | BPL | Gerritsen Beach Branch Library | 2808 Gerritsen Ave | Gerritsen Beach Branch Library; 2808 Gerritsen Ave | Brooklyn | No | 20 | 0.02 | 42.7% | 22000 | 22 | 22.78% | 6 | 903 | 3300 |  | Unknown/not collected | In Progress | [5 empty] | 2022 | 2022-07-07 | 11229 | 40.5916 | -73.9237 | 315 | 628 | 3343823 | 3089230920 | Sheepshead Bay-Gerritsen Beach-Manhattan Beach
46 | DOE | K115 | 1500 East 92nd St | K115; 1500 East 92nd St | Brooklyn | Yes | 134.75 | 0.13475 | 31.6% | 148225 | 148.225 | 17.19% | 43 | 6083 | 22234 |  | Unknown/not collected | In Progress | [5 empty] | 2022 | 2022-07-07 | 11236 | 40.635 | -73.8973 | 318 | 1008 | 3232559 | 3082560001 | Canarsie
46 | DOE | K194 | 3117 Avenue W | K194; 3117 Avenue W | Brooklyn | No | 120.9 | 0.1209 | 26.9% | 132990 | 132.99 | 19.02% | 38 | 5458 | 19949 |  | Unknown/not collected | In Progress | [5 empty] | 2022 | 2022-07-07 | 11229 | 40.5968 | -73.9335 | 315 | 570 | 3201629 | 3073930001 | Sheepshead Bay-Gerritsen Beach-Manhattan Beach
46 | DOE | K211 | 1001 East 100 St | K211; 1001 East 100 St | Brooklyn | Yes | 251.5 | 0.2515 | 81.1% | 276650 | 276.65 | 38.88% | 80 | 11354 | 41498 |  | Unknown/not collected | In Progress | [5 empty] | 2022 | 2022-07-07 | 11236 | 40.6433 | -73.8962 | 318 | 988 | 3326732 | 3082270001 | Canarsie
46 | DOE | K251 | 1037 East 54th St | K251; 1037 East 54th St | Brooklyn | Yes | 187.88 | 0.18788 | 100.8% | 206668 | 206.668 | 59.74% | 60 | 8482 | 31000 |  | Unknown/not collected | In Progress | [5 empty] | 2022 | 2022-07-07 | 11234 | 40.6325 | -73.9244 | 318 | 722 | 3214729 | 3077580001 | Flatlands
46 | DOE | K272 | 101-24 Seaview Ave | K272; 101-24 Seaview Ave | Brooklyn | Yes | 165 | 0.165 | 85.4% | 181500 | 181.5 | 49.64% | 52 | 7449 | 27225 |  | Unknown/not collected | In Progress | [5 empty] | 2022 | 2022-07-07 | 11236 | 40.6359 | -73.8864 | 318 | 1034 | 3235262 | 3083290250 | Canarsie
46 | BPL | Mill Basin | 2385 Ralph Ave | Mill Basin; 2385 Ralph Ave | Brooklyn | Yes | 20 | 0.02 | 42.7% | 22000 | 22 | 24.86% | 6 | 903 | 3300 |  | Unknown/not collected | In Progress | [5 empty] | 2022 | 2022-07-07 | 11234 | 40.62 | -73.9173 | 318 | 69602 | 3235910 | 3083630009 | Georgetown-Marine Park-Bergen Beach-Mill Basin
47 | BPL | Coney Island Branch Library and Learning Ctr. | 1901 Mermaid Ave | Coney Island Branch Library and Learning Ctr.; 1901 Mermaid Ave | Brooklyn | Yes | 20 | 0.02 | 26.3% | 22000 | 22 | 17.81% | 6 | 903 | 3300 |  | Unknown/not collected | In Progress | [5 empty] | 2022 | 2022-07-07 | 11224 | 40.5765 | -73.986 | 313 | 326 | 3189001 | 3070190043 | Seagate-Coney Island
47 | FDNY | Engine Company 254 | 901 Avenue U | Engine Company 254; 901 Avenue U | Brooklyn | No | 13.86 | 0.01386 | 33.9% | 15246 | 15.246 | 12.81% | 4 | 626 | 2287 |  | Unknown/not collected | In Progress | [5 empty] | 2022 | 2022-07-07 | 11223 | 40.5982 | -73.962 | 315 | 394 | 3192210 | 3071120049 | Homecrest
47 | DOE | K400 | 2630 Benson Ave | K400; 2630 Benson Ave | Brooklyn | No | 160.6 | 0.1606 | 34.6% | 176660 | 176.66 | 19.36% | 51 | 7250 | 26499 |  | Unknown/not collected | In Progress | [5 empty] | 2022 | 2022-07-07 | 11214 | 40.5943 | -73.9858 | 313 | 306 | 3186454 | 3068830001 | Gravesend
47 | DOE | K410 | 2800 Ocean Parkway | K410; 2800 Ocean Parkway | Brooklyn | No | 469.3 | 0.4693 | 124.9% | 516230 | 516.23 | 38.93% | 149 | 21186 | 77435 |  | Unknown/not collected | In Progress | [5 empty] | 2022 | 2022-07-07 | 11235 | 40.5817 | -73.9673 | 313 | 354 | 3196293 | 3072540001 | West Brighton
48 | DOE | K043 | 1401 Emmons Ave | K043; 1401 Emmons Ave | Brooklyn | No | 246.4 | 0.2464 | 51.5% | 271040 | 271.04 | 32.05% | 78 | 11124 | 40656 |  | Unknown/not collected | In Progress | [5 empty] | 2022 | 2022-07-07 | 11235 | 40.5831 | -73.954 | 315 | 608 | 3246958 | 3087670026 | Sheepshead Bay-Gerritsen Beach-Manhattan Beach
48 | DOE | K052 | 2675 East 29th St | K052; 2675 East 29th St | Brooklyn | No | 153.6 | 0.1536 | 51.8% | 168960 | 168.96 | 35.38% | 49 | 6934 | 25344 |  | Unknown/not collected | In Progress | [5 empty] | 2022 | 2022-07-07 | 11235 | 40.5879 | -73.9405 | 315 | 600 | 3205435 | 3074740001 | Sheepshead Bay-Gerritsen Beach-Manhattan Beach
48 | DOE | K206 | 2200 Gravesend Neck Rd | K206; 2200 Gravesend Neck Rd | Brooklyn | Yes | 169.02 | 0.16902 | 54.1% | 185922 | 185.922 | 41.06% | 54 | 7630 | 27888 |  | Unknown/not collected | In Progress | [5 empty] | 2022 | 2022-07-07 | 11229 | 40.5974 | -73.9489 | 315 | 59401 | 3201080 | 3073810201 | Sheepshead Bay-Gerritsen Beach-Manhattan Beach
48 | DOE | K225 | 1075 Ocean View Ave | K225; 1075 Ocean View Ave | Brooklyn | Yes | 139.8 | 0.1398 | 38.7% | 153780 | 153.78 | 25.98% | 44 | 6311 | 23067 |  | Unknown/not collected | In Progress | [5 empty] | 2022 | 2022-07-07 | 11235 | 40.5797 | -73.9563 | 313 | 61004 | 3245498 | 3087120056 | Brighton Beach
48 | DOE | K234 | 1875 East 17th St | K234; 1875 East 17th St | Brooklyn | No | 154 | 0.154 | 42.7% | 169400 | 169.4 | 18.82% | 49 | 6952 | 25410 |  | Unknown/not collected | In Progress | [5 empty] | 2022 | 2022-07-07 | 11229 | 40.6042 | -73.9555 | 315 | 558 | 3184057 | 3068210244 | Madison
48 | DOE | K425 | 3787 Bedford Ave | K425; 3787 Bedford Ave | Brooklyn | No | 217.62 | 0.21762 | 42.9% | 239382 | 239.382 | 15.93% | 69 | 9824 | 35907 |  | Unknown/not collected | In Progress | [5 empty] | 2022 | 2022-07-07 | 11229 | 40.6099 | -73.9485 | 315 | 642 | 3182721 | 3067880001 | Madison
48 | DOE | K495 | 3000 Ave X | K495; 3000 Ave X | Brooklyn | No | 703.8 | 0.7038 | 136.1% | 774180 | 774.18 | 61.13% | 224 | 31772 | 116127 |  | Unknown/not collected | In Progress | [5 empty] | 2022 | 2022-07-07 | 11235 | 40.5941 | -73.9377 | 315 | 626 | 3203631 | 3074250002 | Sheepshead Bay-Gerritsen Beach-Manhattan Beach
48 | BPL | Kings Highway Branch Library | 2115 Ocean Ave | Kings Highway Branch Library; 2115 Ocean Ave | Brooklyn | Yes | 4.05 | 0.00405 | 2.6% | 4455 | 4.455 | 1.291% | 1 | 183 | 668 |  | Unknown/not collected | In Progress | [5 empty] | 2022 | 2022-07-07 | 11229 | 40.6101 | -73.9534 | 315 | 550 | 3182576 | 3067830068 | Madison
49 | DOE | R045 | 58 Lawrence Ave | R045; 58 Lawrence Ave | Staten Island | No | 150.42 | 0.15042 | 62.9% | 165462 | 165.462 | 38.8% | 48 | 6791 | 24819 |  | Unknown/not collected | In Progress | [5 empty] | 2022 | 2022-07-07 | 10310 | 40.6286 | -74.1071 | 501 | 121 | 5007417 | 5002760007 | New Brighton-Silver Lake
50 | DOE | R029 | 1581 Victory Blvd | R029; 1581 Victory Blvd | Staten Island | No | 96.9 | 0.0969 | 46.7% | 106590 | 106.59 | 26.91% | 31 | 4374 | 15989 |  | Unknown/not collected | In Progress | [5 empty] | 2022 | 2022-07-07 | 10314 | 40.6136 | -74.116 | 501 | 147 | 5009028 | 5003310001 | Westerleigh
50 | DOE | R440 | 485 Clawson St | R440; 485 Clawson St | Staten Island | No | 261.03 | 0.26103 | 61.5% | 287133 | 287.133 | 35.17% | 83 | 11784 | 43070 |  | Unknown/not collected | In Progress | [5 empty] | 2022 | 2022-07-07 | 10306 | 40.5679 | -74.1154 | 502 | 134 | 5107621 | 5042440001 | New Dorp-Midland Beach
50 | DOE | R880 | 715 Ocean Ter | R880; 715 Ocean Ter | Staten Island | Yes | 665 | 0.665 | 53% | 731500 | 731.5 | 20.93% | 211 | 30021 | 109725 |  | Unknown/not collected | In Progress | [5 empty] | 2022 | 2022-07-07 | 10301 | 40.6085 | -74.1021 | 502 | 177 | 5113169 | 5006830001 | Todt Hill-Emerson Hill-Heartland Village-Lighthouse Hill
51 | DOE | R003 | 80 South Goff Ave | R003; 80 South Goff Ave | Staten Island | No | 234.47 | 0.23447 | 89.8% | 257917 | 257.917 | 59.12% | 75 | 10585 | 38688 |  | Unknown/not collected | In Progress | [5 empty] | 2022 | 2022-07-07 | 10309 | 40.5207 | -74.2113 | 503 | 198 | 5083311 | 5067960044 | Annadale-Huguenot-Prince's Bay-Eltingville
51 | DOE | R007 | 1270 Huguenot Ave | R007; 1270 Huguenot Ave | Staten Island | No | 239.09 | 0.23909 | 56% | 262999 | 262.999 | 44.53% | 76 | 10794 | 39450 |  | Unknown/not collected | In Progress | [5 empty] | 2022 | 2022-07-07 | 10312 | 40.5238 | -74.1859 | 503 | 198 | 5082345 | 5065440001 | Annadale-Huguenot-Prince's Bay-Eltingville
51 | DOE | R036 | 255 Ionia Ave | R036; 255 Ionia Ave | Staten Island | No | 285 | 0.285 | 84.4% | 313500 | 313.5 | 59.69% | 91 | 12866 | 47025 |  | Unknown/not collected | In Progress | [5 empty] | 2022 | 2022-07-07 | 10312 | 40.5431 | -74.1823 | 503 | 17005 | 5107742 | 5062620012 | Annadale-Huguenot-Prince's Bay-Eltingville
51 | DSNY | Staten Island 1/3 (New Construction) | 1323 West Service Rd | Staten Island 1/3 (New Construction); 1323 West Service Rd | Staten Island | No | 678.96 | 0.67896 | 1546% | 746856 | 746.856 | 262.8% | 216 | 30651 | 112028 |  | Unknown/not collected | In Progress | [5 empty] | 2022 | 2022-07-07 | 10309 | 40.575 | -74.1966 | 503 | 228 | 5130986 | 5059000500 | New Springville-Bloomfield-Travis
51 | DSNY | Staten Island 3 District Garage (BRS) | 1323 West Service Rd | Staten Island 3 District Garage (BRS); 1323 West Service Rd | Staten Island | No | 298.1 | 0.2981 | 679% | 327910 | 327.91 | 115.4% | 95 | 13457 | 49187 |  | Unknown/not collected | In Progress | [5 empty] | 2022 | 2022-07-07 | 10309 | 40.575 | -74.1966 | 503 | 228 | 5130986 | 5059000500 | New Springville-Bloomfield-Travis
15 | DOE | X236 | 499 East 175 St | X236; 499 East 175 St | Bronx | Yes |  | 0 |  |  | 0 |  | Not collected |  |  |  |  | Not Solar Ready | No | 9779 | Fair | 10 to 14 years | No | 2022 | 2022-07-07 | 10457 | 40.8445 | -73.8985 | 206 | 395 | 2009572 | 2029170040 | Claremont-Bathgate
1 | NYPL | Battery Park City Branch | 175 North End Ave | Battery Park City Branch; 175 North End Ave | Manhattan | No |  | 0 |  |  | 0 |  | Not collected |  |  |  |  | Not Solar Ready | No | 10000 | Unknown | Unknown | No | 2022 | 2022-07-07 | 10282 | 40.7157 | -74.0155 | 101 | 31703 | 1087518 | 1000167516 | Battery Park City-Lower Manhattan
11 | DPR | Van Cortlandt Park Pool | Broadway at West 242nd St | Van Cortlandt Park Pool; Broadway at West 242nd St | Bronx | Yes |  | 0 |  |  | 0 |  | Not collected |  |  |  |  | Not Solar Ready | No | 10000 | Fair | > 20 years | No | 2022 | 2022-07-07 | Unknown | Unknown | Unknown |  |  |  | Unknown | Unknown
22 | DOC | Hart Island Module / S1 | Rikers Island | Hart Island Module / S1; Rikers Island | Bronx | No |  | 0 |  |  | 0 |  | Not collected |  |  |  |  | Not Solar Ready | No | 10000 | Poor | > 20 years | No | 2022 | 2022-07-07 | 11370 | 40.7906 | -73.8819 | 401 | 1 | 2000000 | 2026050040 | Rikers Island
22 | DOC | Module 1 | Rikers Island | Module 1; Rikers Island | Bronx | No |  | 0 |  |  | 0 |  | Not collected |  |  |  |  | Not Solar Ready | No | 10000 | Poor | > 20 years | No | 2022 | 2022-07-07 | 11370 | 40.7906 | -73.8819 | 401 | 1 | 2000000 | 2026050040 | Rikers Island
22 | DOC | Modules DD/(6) | Rikers Island | Modules DD/(6); Rikers Island | Bronx | No |  | 0 |  |  | 0 |  | Not collected |  |  |  |  | Not Solar Ready | No | 10000 | Poor | > 20 years | No | 2022 | 2022-07-07 | 11370 | 40.7906 | -73.8819 | 401 | 1 | 2000000 | 2026050040 | Rikers Island
22 | DOC | Pantry Buildings 1&2 | Rikers Island | Pantry Buildings 1&2; Rikers Island | Bronx | No |  | 0 |  |  | 0 |  | Not collected |  |  |  |  | Not Solar Ready | No | 10000 | Poor | > 20 years | No | 2022 | 2022-07-07 | 11370 | 40.7906 | -73.8819 | 401 | 1 | 2000000 | 2026050040 | Rikers Island
22 | DOC | Pantry Buildings 3&4 | Rikers Island | Pantry Buildings 3&4; Rikers Island | Bronx | No |  | 0 |  |  | 0 |  | Not collected |  |  |  |  | Not Solar Ready | No | 10000 | Poor | > 20 years | No | 2022 | 2022-07-07 | 11370 | 40.7906 | -73.8819 | 401 | 1 | 2000000 | 2026050040 | Rikers Island
22 | DOC | Pantry Buildings 5 | Rikers Island | Pantry Buildings 5; Rikers Island | Bronx | No |  | 0 |  |  | 0 |  | Not collected |  |  |  |  | Not Solar Ready | No | 10000 | Poor | > 20 years | No | 2022 | 2022-07-07 | 11370 | 40.7906 | -73.8819 | 401 | 1 | 2000000 | 2026050040 | Rikers Island
22 | DOC | Sprung 1 (HIIP) | Rikers Island | Sprung 1 (HIIP); Rikers Island | Bronx | No |  | 0 |  |  | 0 |  | Not collected |  |  |  |  | Not Solar Ready | No | 10000 | Poor | > 20 years | No | 2022 | 2022-07-07 | 11370 | 40.7906 | -73.8819 | 401 | 1 | 2000000 | 2026050040 | Rikers Island
23 | FDNY | Engine Co. 301 and Ladder Co. 150 | 91-02 197th St | Engine Co. 301 and Ladder Co. 150; 91-02 197th St | Queens | Yes |  | 0 |  |  | 0 |  | Not collected |  |  |  |  | Not Solar Ready | No | 10000 | Poor | > 20 years | No | 2022 | 2022-07-07 | 11423 | 40.7145 | -73.7628 | 412 | 484 | 4222434 | 4104640025 | Hollis
30 | DPR | Forest Hills Park CS (Oak Ridge Bldg) | 1 Forest Park Dr | Forest Hills Park CS (Oak Ridge Bldg); 1 Forest Park Dr | Queens | No |  | 0 |  |  | 0 |  | Not collected |  |  |  |  | Not Solar Ready | No | 10000 | Between Fair and Poor | Unknown | No | 2022 | 2022-07-07 | 11385 | 40.6963 | -73.8664 | 482 | 64102 | 4558619 | 4038660070 | park-cemetery-etc-Queens
33 | DOT | Willamsburg Bridge Office | 17 South 6th St | Willamsburg Bridge Office; 17 South 6th St | Brooklyn | No |  | 0 |  |  | 0 |  | Not collected |  |  |  |  | Not Solar Ready | No | 10000 | Unknown | 15 to 19 years | No | 2022 | 2022-07-07 | 11249 | 40.7119 | -73.9679 | 301 | 549 | 3335965 | 3024540001 | North Side-South Side
49 | DCLA | Snug Harbor Bldg O/SICM Barn | 1000 Richmond Ter | Snug Harbor Bldg O/SICM Barn; 1000 Richmond Ter | Staten Island | No |  | 0 |  |  | 0 |  | Not collected |  |  |  |  | Not Solar Ready | No | 10000 | Good | 10 to 14 years | No | 2022 | 2022-07-07 | 10310 | 40.6452 | -74.1047 | 501 | 97 | 5000000 | 5000760200 | West New Brighton-New Brighton-St. George
41 | BPL | Saratoga Branch Library | 8 Thomas S. Boyland St | Saratoga Branch Library; 8 Thomas S. Boyland St | Brooklyn | Yes |  | 0 |  |  | 0 |  | Not collected |  |  |  |  | Not Solar Ready | No | 10040 | Unknown | Unknown | No | 2022 | 2022-07-07 | 11233 | 40.685 | -73.9149 | 316 | 373 | 3040218 | 3014980035 | Ocean Hill
32 | FDNY | Engine Co. 268 and Ladder Co. 137 | 257 Beach 116th St | Engine Co. 268 and Ladder Co. 137; 257 Beach 116th St | Queens | No |  | 0 |  |  | 0 |  | Not collected |  |  |  |  | Not Solar Ready | No | 10089 | Poor | 15 to 19 years | No | 2022 | 2022-07-07 | 11694 | 40.5806 | -73.8377 | 414 | 93402 | 4304442 | 4162120017 | Breezy Point-Belle Harbor-Rockaway Park-Broad Channel
0 | DEP | Water Supply Facility | Wappingers Falls | Water Supply Facility; Wappingers Falls | Upstate | No |  | 0 |  |  | 0 |  | Not collected |  |  |  |  | Not Solar Ready | No | 10100 | Between Good and Fair | 15 to 19 years | No | 2022 | 2022-07-07 | Unknown | Unknown | Unknown |  |  |  | Unknown | Unknown
40 | FDNY | Engine Co. 281 and Ladder Co. 147 | 1210 Cortelyou Rd | Engine Co. 281 and Ladder Co. 147; 1210 Cortelyou Rd | Brooklyn | Yes |  | 0 |  |  | 0 |  | Not collected |  |  |  |  | Not Solar Ready | No | 10106 | Poor | 15 to 19 years | No | 2022 | 2022-07-07 | 11218 | 40.6401 | -73.9668 | 314 | 526 | 3118638 | 3051550004 | Flatbush
17 | DEP | Hunt's Point WRRF - Sludge Thickener | 1360 Ryawa Ave | Hunt's Point WRRF - Sludge Thickener; 1360 Ryawa Ave | Bronx | Yes |  | 0 |  |  | 0 |  | Not collected |  |  |  |  | Not Solar Ready | No | 10109 | Between Fair and Poor | > 20 years | No | 2022 | 2022-07-07 | 10474 | 40.8054 | -73.8809 | 202 | 93 | 2000000 | 2027800074 | Hunts Point
14 | CUNY | Loew Annex | 2085 University Ave | Loew Annex; 2085 University Ave | Bronx | No |  | 0 |  |  | 0 |  | Not collected |  |  |  |  | Not Solar Ready | No | 10138 | Poor | Unknown | No | 2022 | 2022-07-07 | 10453 | 40.8566 | -73.9099 | 205 | 249 | 2097307 | 2032220040 | University Heights-Morris Heights
34 | FDNY | Engine Co. 206 | 1201 Grand St | Engine Co. 206; 1201 Grand St | Brooklyn | No |  | 0 |  |  | 0 |  | Not collected |  |  |  |  | Not Solar Ready | No | 10180 | Fair | 10 to 14 years | No | 2022 | 2022-07-07 | 11211 | 40.7151 | -73.928 | 301 | 449 | 3070506 | 3029290053 | East Williamsburg
0 | DEP | Water Supply Facility | Valhalla | Water Supply Facility; Valhalla | Upstate | No |  | 0 |  |  | 0 |  | Not collected |  |  |  |  | Not Solar Ready | No | 10200 | Between Good and Fair | > 20 years | No | 2022 | 2022-07-07 | Unknown | Unknown | Unknown |  |  |  | Unknown | Unknown
16 | DPR | Claremont Park Pool | Clay Ave at East 171st St | Claremont Park Pool; Clay Ave at East 171st St | Bronx | No |  | 0 |  |  | 0 |  | Not collected |  |  |  |  | Not Solar Ready | No | 10200 | Fair | > 20 years | No | 2022 | 2022-07-07 | Unknown | Unknown | Unknown |  |  |  | Unknown | Unknown
19 | QPL | Douglaston/Little Neck Community Library | 249-01 Northern Blvd | Douglaston/Little Neck Community Library; 249-01 Northern Blvd | Queens | Yes |  | 0 |  |  | 0 |  | Not collected |  |  |  |  | Not Solar Ready | No | 10200 | Fair | > 20 years | Planned Green Roof | 2022 | 2022-07-07 | 11362 | 40.7679 | -73.7381 | 411 | 1479 | 4169275 | 4081260087 | Douglas Manor-Douglaston-Little Neck
26 | QPL | Woodside Community Library | 54-22 Skillman Ave | Woodside Community Library; 54-22 Skillman Ave | Queens | Yes |  | 0 |  |  | 0 |  | Not collected |  |  |  |  | Not Solar Ready | No | 10200 | Between Fair and Poor | 10 to 14 years | No | 2022 | 2022-07-07 | 11377 | 40.7455 | -73.9098 | 402 | 251 | 4030847 | 4013170085 | Woodside
48 | CUNY | Temporary Building #3 | 2055 Oriental Blvd | Temporary Building #3; 2055 Oriental Blvd | Brooklyn | No |  | 0 |  |  | 0 |  | Not collected |  |  |  |  | Not Solar Ready | No | 10200 | Poor | Unknown | No | 2022 | 2022-07-07 | 11235 | 40.5781 | -73.9336 | 315 | 616 | 3397341 | 3087600060 | Sheepshead Bay-Gerritsen Beach-Manhattan Beach
16 | FDNY | Engine Co. 68 and Ladder 49 | 1160 Ogden Ave | Engine Co. 68 and Ladder 49; 1160 Ogden Ave | Bronx | Yes |  | 0 |  |  | 0 |  | Not collected |  |  |  |  | Not Solar Ready | No | 10220 | Unknown | 15 to 19 years | No | 2022 | 2022-07-07 | 10452 | 40.8367 | -73.9272 | 204 | 199 | 2003268 | 2025140056 | Highbridge
48 | FDNY | Engine Co. 276 and Ladder Co. 156, Batt. 33 | 1635 East 14th St | Engine Co. 276 and Ladder Co. 156, Batt. 33; 1635 East 14th St | Brooklyn | No |  | 0 |  |  | 0 |  | Not collected |  |  |  |  | Not Solar Ready | No | 10227 | Unknown | 10 to 14 years | No | 2022 | 2022-07-07 | 11229 | 40.6094 | -73.9593 | 315 | 554 | 3182420 | 3067770064 | Homecrest
15 | DCLA | Operations Multi-Purpose Building | 2667 Dr. Theodore Kazimiroff Blvd | Operations Multi-Purpose Building; 2667 Dr. Theodore Kazimiroff Blvd | Bronx | Yes |  | 0 |  |  | 0 |  | Not collected |  |  |  |  | Not Solar Ready | No | 10250 | Poor | > 20 years | No | 2022 | 2022-07-07 | 10458 | 40.863 | -73.8828 | 206 | 397 |  | Unknown | Belmont
33 | FDNY | Engine Co. 238 and Ladder Co. 106 | 205 Greenpoint Ave | Engine Co. 238 and Ladder Co. 106; 205 Greenpoint Ave | Brooklyn | No |  | 0 |  |  | 0 |  | Not collected |  |  |  |  | Not Solar Ready | No | 10262 | Fair | 10 to 14 years | No | 2022 | 2022-07-07 | 11222 | 40.7305 | -73.9511 | 301 | 579 | 3064786 | 3025600050 | Greenpoint
50 | DEP | Oakwood Beach WRRF - Main Building | 751 Mill Rd | Oakwood Beach WRRF - Main Building; 751 Mill Rd | Staten Island | No |  | 0 |  |  | 0 |  | Not collected |  |  |  |  | Not Solar Ready | No | 10266 | Between Fair and Poor | > 20 years | No | 2022 | 2022-07-07 | 10306 | 40.5535 | -74.1172 | 503 | 12805 | 5135536 | 5050670500 | Oakwood-Oakwood Beach
11 | NYPL | Mosholu Branch Library | 285 East 205th St | Mosholu Branch Library; 285 East 205th St | Bronx | Yes |  | 0 |  |  | 0 |  | Not collected |  |  |  |  | Not Solar Ready | No | 10285 | Fair | Unknown | No | 2022 | 2022-07-07 | 10467 | 40.8742 | -73.8783 | 207 | 423 | 2018123 | 2033410076 | Norwood
8 | NYPD | 40th Precinct | 257 Alexander Ave | 40th Precinct; 257 Alexander Ave | Bronx | Yes |  | 0 |  |  | 0 |  | Not collected |  |  |  |  | Not Solar Ready | No | 10296 | Good | 10 to 14 years | No | 2022 | 2022-07-07 | 10454 | 40.8103 | -73.9249 | 201 | 39 | 2000700 | 2023140030 | Mott Haven-Port Morris
35 | FDNY | Engine Co. 219 and Ladder Co. 105 | 492 Dean St | Engine Co. 219 and Ladder Co. 105; 492 Dean St | Brooklyn | No |  | 0 |  |  | 0 |  | Not collected |  |  |  |  | Not Solar Ready | No | 10300 | Poor | > 20 years | No | 2022 | 2022-07-07 | 11217 | 40.6814 | -73.9736 | 308 | 161 | 3027813 | 3011360011 | Prospect Heights
43 | FDNY | Engine Co. 284 and Ladder Co. 149 | 1157 79th St | Engine Co. 284 and Ladder Co. 149; 1157 79th St | Brooklyn | No |  | 0 |  |  | 0 |  | Not collected |  |  |  |  | Not Solar Ready | No | 10350 | Poor | 15 to 19 years | No | 2022 | 2022-07-07 | 11228 | 40.62 | -74.013 | 310 | 202 | 3161800 | 3062540053 | Dyker Heights
35 | FDNY | Engine Co. 234 and Ladder Co. 123, Batt. 38 | 1352 St. John's Pl | Engine Co. 234 and Ladder Co. 123, Batt. 38; 1352 St. John's Pl | Brooklyn | Yes |  | 0 |  |  | 0 |  | Not collected |  |  |  |  | Not Solar Ready | No | 10355 | Poor | > 20 years | No | 2022 | 2022-07-07 | 11213 | 40.6707 | -73.9332 | 308 | 351 | 3037055 | 3013840008 | Crown Heights North
32 | DPR | Rockaway Beach and Boardwalk - Beach 97 St | 96-20 Shore Front Pkwy | Rockaway Beach and Boardwalk - Beach 97 St; 96-20 Shore Front Pkwy | Queens | No |  | 0 |  |  | 0 |  | Not collected |  |  |  |  | Not Solar Ready | No | 10364 | Fair | Unknown | No | 2022 | 2022-07-07 | 11693 | 40.5834 | -73.8171 | 414 | 94201 | 4542747 | 4161690011 | Breezy Point-Belle Harbor-Rockaway Park-Broad Channel
49 | DCLA | Bldg J/Gazebo | 1000 Richmond Ter | Bldg J/Gazebo; 1000 Richmond Ter | Staten Island | No |  | 0 |  |  | 0 |  | Not collected |  |  |  |  | Not Solar Ready | No | 10400 | Unknown | Unknown | No | 2022 | 2022-07-07 | 10310 | 40.6452 | -74.1047 | 501 | 97 | 5000000 | 5000760200 | West New Brighton-New Brighton-St. George
49 | DCLA | Bldg U | 1000 Richmond Ter | Bldg U; 1000 Richmond Ter | Staten Island | No |  | 0 |  |  | 0 |  | Not collected |  |  |  |  | Not Solar Ready | No | 10400 | Unknown | Unknown | No | 2022 | 2022-07-07 | 10310 | 40.6452 | -74.1047 | 501 | 97 | 5000000 | 5000760200 | West New Brighton-New Brighton-St. George
49 | DCLA | Bldg V/Main Gate | 1000 Richmond Ter | Bldg V/Main Gate; 1000 Richmond Ter | Staten Island | No |  | 0 |  |  | 0 |  | Not collected |  |  |  |  | Not Solar Ready | No | 10400 | Unknown | Unknown | No | 2022 | 2022-07-07 | 10310 | 40.6452 | -74.1047 | 501 | 97 | 5000000 | 5000760200 | West New Brighton-New Brighton-St. George
49 | DCAS | Staten Island Family Court | 100 Richmond Ter | Staten Island Family Court; 100 Richmond Ter | Staten Island | Yes |  | 0 |  |  | 0 |  | Not collected |  |  |  |  | Not Solar Ready | No | 10400 | Fair | 10 to 14 years | No | 2022 | 2022-07-07 | 10301 | 40.6449 | -74.0772 | 501 | 7 | 5000090 | 5000090022 | West New Brighton-New Brighton-St. George
47 | DPR | Poseidon Playground Maintence Building | 3010 West 25th St | Poseidon Playground Maintence Building; 3010 West 25th St | Brooklyn | Yes |  | 0 |  |  | 0 |  | Not collected |  |  |  |  | Not Solar Ready | No | 10464 | Poor | > 20 years | No | 2022 | 2022-07-07 | 11224 | 40.5732 | -73.9917 | 313 | 340 | 3329347 | 3070690014 | Seagate-Coney Island
48 | DEP | Coney Island WRRF - Skimming Enclosure Building | 2591 Kpp St | Coney Island WRRF - Skimming Enclosure Building; 2591 Kpp St | Brooklyn | No |  | 0 |  |  | 0 |  | Not collected |  |  |  |  | Not Solar Ready | No | 10469 | Fair | > 20 years | No | 2022 | 2022-07-07 | Unknown | Unknown | Unknown |  |  |  | Unknown | Unknown
21 | DPR | Worlds Fair Mari | Flushing Bay Promede | Worlds Fair Mari; Flushing Bay Promede | Queens | No |  | 0 |  |  | 0 |  | Not collected |  |  |  |  | Not Solar Ready | No | 10500 | Poor | > 20 years | No | 2022 | 2022-07-07 | 11356 | 40.7812 | -73.8608 | 407 | 929 |  | Unknown | College Point
43 | BPL | Dyker Branch Library | 8202 13th Ave | Dyker Branch Library; 8202 13th Ave | Brooklyn | No |  | 0 |  |  | 0 |  | Not collected |  |  |  |  | Not Solar Ready | No | 10521 | Between Fair and Poor | 2 to 4 years | No | 2022 | 2022-07-07 | 11228 | 40.6163 | -74.0116 | 310 | 148 | 3164019 | 3063020036 | Dyker Heights
14 | CUNY | Snow Hall | 135 Hall of Fame Ter | Snow Hall; 135 Hall of Fame Ter | Bronx | Yes |  | 0 |  |  | 0 |  | Not collected |  |  |  |  | Not Solar Ready | No | 10526 | Poor | > 20 years | No | 2022 | 2022-07-07 | 10453 | 40.8586 | -73.9105 | 207 | 255 | 2014903 | 2032240001 | Kingsbridge Heights
23 | CUNY | W Building | 226-11 56th Ave | W Building; 226-11 56th Ave | Queens | Yes |  | 0 |  |  | 0 |  | Not collected |  |  |  |  | Not Solar Ready | No | 10540 | Between Fair and Poor | Unknown | No | 2022 | 2022-07-07 | 11364 | 40.7545 | -73.7544 | 411 | 138501 | 4458074 | 4074900002 | Oakland Gardens
36 | BPL | Macon Branch Library | 361 Lewis Ave | Macon Branch Library; 361 Lewis Ave | Brooklyn | Yes |  | 0 |  |  | 0 |  | Not collected |  |  |  |  | Not Solar Ready | No | 10540 | Unknown | Unknown | No | 2022 | 2022-07-07 | 11233 | 40.6832 | -73.9351 | 303 | 295 | 3046408 | 3016650001 | Stuyvesant Heights
38 | FDNY | Engine Co. 279 and Ladder Co. 131 | 252 Lorraine St | Engine Co. 279 and Ladder Co. 131; 252 Lorraine St | Brooklyn | No |  | 0 |  |  | 0 |  | Not collected |  |  |  |  | Not Solar Ready | No | 10548 | Unknown | 10 to 14 years | No | 2022 | 2022-07-07 | 11231 | 40.6723 | -73.9996 | 306 | 53 | 3008207 | 3004860018 | Carroll Gardens-Columbia Street-Red Hook
32 | DEP | Rockaway WRRF - Return & Waste Sludge Pump Bldg: 1st Floor | 106-21 Beach Channel Dr | Rockaway WRRF - Return & Waste Sludge Pump Bldg: 1st Floor; 106-21 Beach Channel Dr | Queens | No |  | 0 |  |  | 0 |  | Not collected |  |  |  |  | Not Solar Ready | No | 10552 | Poor | > 20 years | No | 2022 | 2022-07-07 | 11694 | 40.5841 | -73.8294 | 414 | 938 | 4539810 | 4161620003 | Breezy Point-Belle Harbor-Rockaway Park-Broad Channel
48 | NYPD | MTD Troop E | 2801 Brighton 3rd St | MTD Troop E; 2801 Brighton 3rd St | Brooklyn | Yes |  | 0 |  |  | 0 |  | Not collected |  |  |  |  | Not Solar Ready | No | 10580 | Between Good and Fair | 15 to 19 years | No | 2022 | 2022-07-07 | 11235 | 40.583 | -73.9654 | 313 | 366 | 3196353 | 3072610047 | Brighton Beach
8 | ACS | Episcopal Social Services of NY (Space) | 528 East 146th St | Episcopal Social Services of NY (Space); 528 East 146th St | Bronx | Yes |  | 0 |  |  | 0 |  | Not collected |  |  |  |  | Not Solar Ready | No | 10617 | Unknown | Unknown | No | 2022 | 2022-07-07 | 10455 | 40.8127 | -73.9154 | 201 | 43 | 2093913 | 2022720038 | Mott Haven-Port Morris
16 | FDNY | Engine Co. 92 and Ladder Co. 44, Batt. 17 | 1259 Morris Ave | Engine Co. 92 and Ladder Co. 44, Batt. 17; 1259 Morris Ave | Bronx | Yes |  | 0 |  |  | 0 |  | Not collected |  |  |  |  | Not Solar Ready | No | 10623 | Fair | 10 to 14 years | No | 2022 | 2022-07-07 | 10456 | 40.8347 | -73.9133 | 204 | 17901 | 2096490 | 2024500040 | East Concourse-Concourse Village
10 | DOE | M847 | 93 gle Ave | M847; 93 gle Ave | Manhattan | Yes |  | 0 |  |  | 0 |  | Not collected |  |  |  |  | Not Solar Ready | No | 10626 | Poor | > 20 years | No | 2022 | 2022-07-07 | Unknown | Unknown | Unknown |  |  |  | Unknown | Unknown
7 | FDNY | Engine Co. 80 and Ladder Co. 23 | 503 West 139th St | Engine Co. 80 and Ladder Co. 23; 503 West 139th St | Manhattan | Yes |  | 0 |  |  | 0 |  | Not collected |  |  |  |  | Not Solar Ready | No | 10667 | Between Fair and Poor | 15 to 19 years | No | 2022 | 2022-07-07 | 10031 | 40.8216 | -73.9507 | 109 | 225 | 1075504 | 1020710027 | Hamilton Heights
15 | DCLA | Operations Garage/Storage Building | 2667 Dr. Theodore Kazimiroff Blvd | Operations Garage/Storage Building; 2667 Dr. Theodore Kazimiroff Blvd | Bronx | Yes |  | 0 |  |  | 0 |  | Not collected |  |  |  |  | Not Solar Ready | No | 10733 | Poor | > 20 years | No | 2022 | 2022-07-07 | 10458 | 40.863 | -73.8828 | 206 | 397 |  | Unknown | Belmont
50 | FDNY | Engine Co. 154 Communications Garage | 3730 Victory Blvd | Engine Co. 154 Communications Garage; 3730 Victory Blvd | Staten Island | No |  | 0 |  |  | 0 |  | Not collected |  |  |  |  | Not Solar Ready | No | 10738 | Poor | 10 to 14 years | No | 2022 | 2022-07-07 | 10314 | 40.5982 | -74.1805 | 502 | 29102 | 5041882 | 5026650025 | New Springville-Bloomfield-Travis
34 | BPL | Bushwick Branch Library | 340 Bushwick Ave | Bushwick Branch Library; 340 Bushwick Ave | Brooklyn | Yes |  | 0 |  |  | 0 |  | Not collected |  |  |  |  | Not Solar Ready | No | 10757 | Between Fair and Poor | 15 to 19 years | No | 2022 | 2022-07-07 | 11206 | 40.7047 | -73.9393 | 301 | 489 | 3071470 | 3030980019 | Bushwick South
5 | DPR | John Jay Park, Pool and Comfort Station | East 76th St at FDR Dr | John Jay Park, Pool and Comfort Station; East 76th St at FDR Dr | Manhattan | No |  | 0 |  |  | 0 |  | Not collected |  |  |  |  | Not Solar Ready | No | 10800 | Poor | > 20 years | No | 2022 | 2022-07-07 | Unknown | Unknown | Unknown |  |  |  | Unknown | Unknown
6 | DPR | Wollman Rink | Mid Central Park at 65th St | Wollman Rink; Mid Central Park at 65th St | Manhattan | Yes |  | 0 |  |  | 0 |  | Not collected |  |  |  |  | Not Solar Ready | No | 10800 | Poor | 15 to 19 years | No | 2022 | 2022-07-07 | 10000 | 40.7823 | -73.9652 | 164 | 143 | 1000000 | 1011110001 | park-cemetery-etc-Manhattan
36 | DOE | K867 | 960 Prospect Pl | K867; 960 Prospect Pl | Brooklyn | Yes |  | 0 |  |  | 0 |  | Not collected |  |  |  |  | Not Solar Ready | No | 10800 | Fair | > 20 years | No | 2022 | 2022-07-07 | 11213 | 40.674 | -73.9451 | 308 | 341 | 3031296 | 3012350037 | Crown Heights North
41 | BPL | Brownsville Branch Library | 61 Glenmore Ave | Brownsville Branch Library; 61 Glenmore Ave | Brooklyn | Yes |  | 0 |  |  | 0 |  | Not collected |  |  |  |  | Not Solar Ready | No | 10838 | Between Fair and Poor | 2 to 4 years | No | 2022 | 2022-07-07 | 11212 | 40.6713 | -73.9086 | 316 | 906 | 3080669 | 3034890150 | Brownsville
17 | DOE | X817 | 1680 Hoe Ave | X817; 1680 Hoe Ave | Bronx | Yes |  | 0 |  |  | 0 |  | Not collected |  |  |  |  | Not Solar Ready | No | 10860 | Between Good and Fair | 10 to 14 years | No | 2022 | 2022-07-07 | 10460 | 40.8358 | -73.8876 | 203 | 161 | 2010671 | 2029900006 | Crotona Park East
8 | FDNY | Building 8 - Haz Mat Ops | 8 Cammarata Ave | Building 8 - Haz Mat Ops; 8 Cammarata Ave | Manhattan | Yes |  | 0 |  |  | 0 |  | Not collected |  |  |  |  | Not Solar Ready | No | 10882 | Between Fair and Poor | Unknown | No | 2022 | 2022-07-07 | 10035 | 40.7908 | -73.9168 | 111 | 240 | 1088014 | 1018190040 | park-cemetery-etc-Manhattan
8 | FDNY | Engine Co. 35 and Ladder Co. 14, Batt. 12 | 2282 3rd Ave | Engine Co. 35 and Ladder Co. 14, Batt. 12; 2282 3rd Ave | Manhattan | Yes |  | 0 |  |  | 0 |  | Not collected |  |  |  |  | Not Solar Ready | No | 10900 | Between Fair and Poor | 15 to 19 years | No | 2022 | 2022-07-07 | 10035 | 40.8031 | -73.9362 | 111 | 196 | 1054465 | 1017730033 | East Harlem North
19 | FDNY | Building 400 | 400 Murray Ave | Building 400; 400 Murray Ave | Queens | No |  | 0 |  |  | 0 |  | Not collected |  |  |  |  | Not Solar Ready | No | 10935 | Unknown | Unknown | No | 2022 | 2022-07-07 | 11359 | 40.7927 | -73.7776 | 407 | 999 | 4453917 | 4059170001 | Ft. Totten-Bay Terrace-Clearview
19 | FDNY | Building 418 | 418 Weaver Ave | Building 418; 418 Weaver Ave | Queens | No |  | 0 |  |  | 0 |  | Not collected |  |  |  |  | Not Solar Ready | No | 10935 | Unknown | Unknown | No | 2022 | 2022-07-07 | 11359 | 40.7934 | -73.7751 | 407 | 999 | 4459162 | 4059170001 | Ft. Totten-Bay Terrace-Clearview
19 | FDNY | Fort Totten Campus: Building 420 | 420 Weaver Ave | Fort Totten Campus: Building 420; 420 Weaver Ave | Queens | No |  | 0 |  |  | 0 |  | Not collected |  |  |  |  | Not Solar Ready | No | 10935 | Between Good and Fair | Unknown | No | 2022 | 2022-07-07 | 11359 | 40.7931 | -73.7759 | 407 | 999 | 4538413 | 4059170001 | Ft. Totten-Bay Terrace-Clearview
13 | NYPL | Allerton Branch Library | 2740 Barnes Ave | Allerton Branch Library; 2740 Barnes Ave | Bronx | Yes |  | 0 |  |  | 0 |  | Not collected |  |  |  |  | Not Solar Ready | No | 10984 | Fair | 15 to 19 years | No | 2022 | 2022-07-07 | 10467 | 40.8662 | -73.8635 | 211 | 340 | 2053752 | 2045130016 | Bronxdale
2 | HHC | Roberto Clemente Clinic | 538 East 13th St | Roberto Clemente Clinic; 538 East 13th St | Manhattan | Yes |  | 0 |  |  | 0 |  | Not collected |  |  |  |  | Not Solar Ready | No | 11000 | Poor | 10 to 14 years | No | 2022 | 2022-07-07 | 10009 | 40.7292 | -73.9796 | 103 | 34 | 1005213 | 1004060024 | East Village
6 | DPR | Central Park Lasker Rink and Pool | Central Park East Dr | Central Park Lasker Rink and Pool; Central Park East Dr | Manhattan | Yes |  | 0 |  |  | 0 |  | Not collected |  |  |  |  | Not Solar Ready | No | 11000 | Poor | > 20 years | No | 2022 | 2022-07-07 | Unknown | Unknown | Unknown |  |  |  | Unknown | Unknown
6 | DPR | CPC 79th St Maintence Yard | West 79th St Transverse | CPC 79th St Maintence Yard; West 79th St Transverse | Manhattan | Yes |  | 0 |  |  | 0 |  | Not collected |  |  |  |  | Not Solar Ready | No | 11000 | Poor | > 20 years | No | 2022 | 2022-07-07 | Unknown | Unknown | Unknown |  |  |  | Unknown | Unknown
15 | DCLA | Bronx Zoo Store | 2300 Southern Blvd | Bronx Zoo Store; 2300 Southern Blvd | Bronx | Yes |  | 0 |  |  | 0 |  | Not collected |  |  |  |  | Not Solar Ready | No | 11000 | Good | 15 to 19 years | No | 2022 | 2022-07-07 | 10460 | 40.8506 | -73.8825 | 206 | 334 | 2116700 | 2031200020 | park-cemetery-etc-Bronx
18 | DOE | X982 | 1250 Ward Ave | X982; 1250 Ward Ave | Bronx | Yes |  | 0 |  |  | 0 |  | Not collected |  |  |  |  | Not Solar Ready | No | 11016 | Between Fair and Poor | > 20 years | No | 2022 | 2022-07-07 | 10472 | 40.8301 | -73.8776 | 209 | 54 | 2088553 | 2037750025 | West Farms-Bronx River
44 | DSNY | Brooklyn 12 District Garage Parking Lot | 5601 19th Ave | Brooklyn 12 District Garage Parking Lot; 5601 19th Ave | Brooklyn | Yes |  | 0 |  |  | 0 |  | Not collected |  |  |  |  | Not Solar Ready | No | 11220 | Between Fair and Poor | > 20 years | No | 2022 | 2022-07-07 | 11204 | 40.6229 | -73.9828 | 312 | 468 | 3130960 | 3054950001 | Borough Park
8 | FDNY | Engine Co. 60 and Ladder Co. 17, Batt. 14 | 341 East 143rd St | Engine Co. 60 and Ladder Co. 17, Batt. 14; 341 East 143rd St | Bronx | Yes |  | 0 |  |  | 0 |  | Not collected |  |  |  |  | Not Solar Ready | No | 11250 | Between Fair and Poor | > 20 years | No | 2022 | 2022-07-07 | 10454 | 40.813 | -73.9224 | 201 | 41 | 2000656 | 2023060052 | Mott Haven-Port Morris
9 | FDNY | Engine Co. 69 and Ladder Co. 28, Batt. 16 | 248 West 143rd St | Engine Co. 69 and Ladder Co. 28, Batt. 16; 248 West 143rd St | Manhattan | Yes |  | 0 |  |  | 0 |  | Not collected |  |  |  |  | Not Solar Ready | No | 11250 | Poor | 15 to 19 years | No | 2022 | 2022-07-07 | 10030 | 40.8211 | -73.9418 | 110 | 232 | 1075491 | 1020280051 | Central Harlem North-Polo Grounds
8 | DEP | Wards Island WRRF - Dewatering: A2 | 7 Wards Island | Wards Island WRRF - Dewatering: A2; 7 Wards Island | Manhattan | Yes |  | 0 |  |  | 0 |  | Not collected |  |  |  |  | Not Solar Ready | No | 11286 | Poor | > 20 years | No | 2022 | 2022-07-07 | 10035 | 40.7928 | -73.9228 | 111 | 240 | 1000000 | 1018190015 | park-cemetery-etc-Manhattan
3 | FDNY | Engine Co. 1 and Ladder Co. 24 | 142 West 31st St | Engine Co. 1 and Ladder Co. 24; 142 West 31st St | Manhattan | No |  | 0 |  |  | 0 |  | Not collected |  |  |  |  | Not Solar Ready | No | 11326 | Unknown | > 20 years | No | 2022 | 2022-07-07 | 10001 | 40.7484 | -73.9904 | 105 | 101 | 1015173 | 1008060066 | Midtown-Midtown South
18 | FDNY | EMS 3 | 501 Zerega Ave | EMS 3; 501 Zerega Ave | Bronx | No |  | 0 |  |  | 0 |  | Not collected |  |  |  |  | Not Solar Ready | No | 11333 | Good | 2 to 4 years | Existing Green Roof | 2022 | 2022-07-07 | 10473 | 40.8178 | -73.8436 | 209 | 90 | 2124641 | 2035400001 | Soundview-Castle Hill-Clason Point-Harding Park
8 | DHS | HS Cottage 1 | 124 Sunken Garden Loop, Ward's Island | HS Cottage 1; 124 Sunken Garden Loop, Ward's Island | Manhattan | Yes |  | 0 |  |  | 0 |  | Not collected |  |  |  |  | Not Solar Ready | No | 11500 | Fair | 15 to 19 years | No | 2022 | 2022-07-07 | 10022 | 40.7862 | -73.9343 | 111 | 240 | 1088088 | 1018190010 | park-cemetery-etc-Manhattan
8 | DHS | HS Cottage 3 | 126 Sunken Garden Loop, Ward's Island | HS Cottage 3; 126 Sunken Garden Loop, Ward's Island | Manhattan | Yes |  | 0 |  |  | 0 |  | Not collected |  |  |  |  | Not Solar Ready | No | 11500 | Fair | 15 to 19 years | No | 2022 | 2022-07-07 | 10022 | 40.787 | -73.9336 | 111 | 240 | 1088090 | 1018190010 | park-cemetery-etc-Manhattan
13 | DPR | Orchard Beach Administration Building | 1 Orchard Beach Rd | Orchard Beach Administration Building; 1 Orchard Beach Rd | Bronx | Yes |  | 0 |  |  | 0 |  | Not collected |  |  |  |  | Not Solar Ready | No | 11500 | Poor | > 20 years | No | 2022 | 2022-07-07 | 10464 | 40.8652 | -73.8028 | 228 | 504 | 2000000 | 2056500001 | park-cemetery-etc-Bronx
35 | DEP | BPS Hazmat Citywide Field Operations | 82 Emerson Pl | BPS Hazmat Citywide Field Operations; 82 Emerson Pl | Brooklyn | Yes |  | 0 |  |  | 0 |  | Not collected |  |  |  |  | Not Solar Ready | No | 11500 | Between Fair and Poor | 5 to 9 years | No | 2022 | 2022-07-07 | 11205 | 40.6951 | -73.9625 | 302 | 191 | 3054607 | 3018940038 | Clinton Hill
3 | NYPL | Columbus Branch Library | 742 10th Ave | Columbus Branch Library; 742 10th Ave | Manhattan | No |  | 0 |  |  | 0 |  | Not collected |  |  |  |  | Not Solar Ready | No | 11554 | Poor | 15 to 19 years | No | 2022 | 2022-07-07 | 10019 | 40.765 | -73.9915 | 104 | 133 | 1026706 | 1010600063 | Clinton
42 | DEP | 26th Ward WRRF - Sludge Transfer & Mixing Pump Station A1 | 122-66 Flatlands Ave | 26th Ward WRRF - Sludge Transfer & Mixing Pump Station A1; 122-66 Flatlands Ave | Brooklyn | Yes |  | 0 |  |  | 0 |  | Not collected |  |  |  |  | Not Solar Ready | No | 11560 | Unknown | 10 to 14 years | No | 2022 | 2022-07-07 | 11207 | 40.6548 | -73.8815 | 305 | 1070 | 3000000 | 3044400001 | East New York
15 | DCLA | Mouse House | 2300 Southern Blvd | Mouse House; 2300 Southern Blvd | Bronx | Yes |  | 0 |  |  | 0 |  | Not collected |  |  |  |  | Not Solar Ready | No | 11600 | Fair | > 20 years | No | 2022 | 2022-07-07 | 10460 | 40.8506 | -73.8825 | 206 | 334 | 2116700 | 2031200020 | park-cemetery-etc-Bronx
47 | DCLA | NY Aquarium Campus: Cafe | 508 Surf Ave | NY Aquarium Campus: Cafe; 508 Surf Ave | Brooklyn | Yes |  | 0 |  |  | 0 |  | Not collected |  |  |  |  | Not Solar Ready | No | 11620 | Poor | 10 to 14 years | No | 2022 | 2022-07-07 | 11224 | 40.5749 | -73.9741 | 313 | 352 | 3397319 | 3086570001 | Seagate-Coney Island
7 | FDNY | Engine Co. 37 and Ladder Co. 40 | 415 West 125th St | Engine Co. 37 and Ladder Co. 40; 415 West 125th St | Manhattan | Yes |  | 0 |  |  | 0 |  | Not collected |  |  |  |  | Not Solar Ready | No | 11778 | Between Fair and Poor | > 20 years | No | 2022 | 2022-07-07 | 10027 | 40.8118 | -73.9549 | 109 | 20901 | 1059547 | 1019660061 | Morningside Heights
7 | FDNY | Engine Co. 84 and Ladder Co. 34 | 513 West 161st St | Engine Co. 84 and Ladder Co. 34; 513 West 161st St | Manhattan | Yes |  | 0 |  |  | 0 |  | Not collected |  |  |  |  | Not Solar Ready | No | 11792 | Fair | 10 to 14 years | No | 2022 | 2022-07-07 | 10032 | 40.8356 | -73.9409 | 112 | 245 | 1062872 | 1021200046 | Washington Heights South
5 | NYPL | Webster Branch Library | 1465 York Ave | Webster Branch Library; 1465 York Ave | Manhattan | No |  | 0 |  |  | 0 |  | Not collected |  |  |  |  | Not Solar Ready | No | 11801 | Fair | > 20 years | No | 2022 | 2022-07-07 | 10075 | 40.7705 | -73.9511 | 108 | 132 | 1045991 | 1014720028 | Lenox Hill-Roosevelt Island
15 | DCLA | Heads & Horns | 2300 Southern Blvd | Heads & Horns; 2300 Southern Blvd | Bronx | Yes |  | 0 |  |  | 0 |  | Not collected |  |  |  |  | Not Solar Ready | No | 11840 | Good | > 20 years | No | 2022 | 2022-07-07 | 10460 | 40.8506 | -73.8825 | 206 | 334 | 2116700 | 2031200020 | park-cemetery-etc-Bronx
21 | QPL | East Elmhurst Community Library | 95-06 Astoria Blvd | East Elmhurst Community Library; 95-06 Astoria Blvd | Queens | Yes |  | 0 |  |  | 0 |  | Not collected |  |  |  |  | Not Solar Ready | No | 11860 | Poor | 5 to 9 years | No | 2022 | 2022-07-07 | 11369 | 40.7628 | -73.874 | 403 | 353 | 4437122 | 4013750001 | East Elmhurst
41 | FDNY | Engine Co. 283 and Division 15 | 885 Howard Ave | Engine Co. 283 and Division 15; 885 Howard Ave | Brooklyn | Yes |  | 0 |  |  | 0 |  | Not collected |  |  |  |  | Not Solar Ready | No | 11898 | Unknown | 15 to 19 years | No | 2022 | 2022-07-07 | 11212 | 40.6609 | -73.9182 | 316 | 894 | 3081953 | 3035800020 | Brownsville
15 | NYPL | Tremont Branch Library | 1866 Washington Ave | Tremont Branch Library; 1866 Washington Ave | Bronx | Yes |  | 0 |  |  | 0 |  | Not collected |  |  |  |  | Not Solar Ready | No | 11900 | Good | 10 to 14 years | No | 2022 | 2022-07-07 | 10457 | 40.8462 | -73.8985 | 206 | 395 | 2009573 | 2029180001 | Claremont-Bathgate
49 | DCLA | Bldg L/Power Plant | 1000 Richmond Ter | Bldg L/Power Plant; 1000 Richmond Ter | Staten Island | No |  | 0 |  |  | 0 |  | Not collected |  |  |  |  | Not Solar Ready | No | 11900 | Poor | Unknown | No | 2022 | 2022-07-07 | 10310 | 40.6452 | -74.1047 | 501 | 97 | 5000000 | 5000760200 | West New Brighton-New Brighton-St. George
45 | BPL | Flatlands Branch Library | 2065 Flatbush Ave | Flatlands Branch Library; 2065 Flatbush Ave | Brooklyn | Yes |  | 0 |  |  | 0 |  | Not collected |  |  |  |  | Not Solar Ready | No | 11903 | Between Fair and Poor | 15 to 19 years | No | 2022 | 2022-07-07 | 11234 | 40.6195 | -73.9334 | 318 | 650 | 3219626 | 3078680039 | Flatlands
45 | NYPD | 63rd Precinct | 1844 Brooklyn Ave | 63rd Precinct; 1844 Brooklyn Ave | Brooklyn | Yes |  | 0 |  |  | 0 |  | Not collected |  |  |  |  | Not Solar Ready | No | 11904 | Unknown | 15 to 19 years | No | 2022 | 2022-07-07 | 11210 | 40.6282 | -73.9414 | 318 | 740 | 3207376 | 3075990067 | Flatlands
32 | FDNY | Engine Co. 266 | 92-20 Rockaway Beach Blvd | Engine Co. 266; 92-20 Rockaway Beach Blvd | Queens | Yes |  | 0 |  |  | 0 |  | Not collected |  |  |  |  | Not Solar Ready | No | 11960 | Poor | 10 to 14 years | No | 2022 | 2022-07-07 | 11693 | 40.5863 | -73.8158 | 414 | 94202 | 4439014 | 4161270001 | Hammels-Arverne-Edgemere
0 | DEP | Water Supply Facility | Downsville | Water Supply Facility; Downsville | Upstate | No |  | 0 |  |  | 0 |  | Not collected |  |  |  |  | Not Solar Ready | No | 12000 | Between Good and Fair | > 20 years | No | 2022 | 2022-07-07 | Unknown | Unknown | Unknown |  |  |  | Unknown | Unknown
0 | DEP | Water Supply Facility | Gilboa | Water Supply Facility; Gilboa | Upstate | No |  | 0 |  |  | 0 |  | Not collected |  |  |  |  | Not Solar Ready | No | 12000 | Good | 15 to 19 years | No | 2022 | 2022-07-07 | Unknown | Unknown | Unknown |  |  |  | Unknown | Unknown
1 | FDNY | EMS 4 | Pier 36 | EMS 4; Pier 36 | Manhattan | Yes |  | 0 |  |  | 0 |  | Not collected |  |  |  |  | Not Solar Ready | No | 12000 | Poor | 15 to 19 years | No | 2022 | 2022-07-07 | 10002 | 40.7097 | -73.9862 | 103 | 201 | 1000000 | 1002410013 | Lower East Side
9 | FDNY | Engine Co. 58 & Ladder Co. 26 | 1367 5th Ave | Engine Co. 58 & Ladder Co. 26; 1367 5th Ave | Manhattan | Yes |  | 0 |  |  | 0 |  | Not collected |  |  |  |  | Not Solar Ready | No | 12000 | Unknown | Unknown | No | 2022 | 2022-07-07 | 10029 | 40.7989 | -73.9478 | 111 | 184 | 1080501 | 1016180001 | East Harlem North
13 | NYPL | Westchester Square Branch Library (New Construction) | 9 Westchester Square | Westchester Square Branch Library (New Construction); 9 Westchester Square | Bronx | Yes |  | 0 |  |  | 0 |  | Not collected |  |  |  |  | Not Solar Ready | No | 12000 | Between Good and Fair | < 2 years | No | 2022 | 2022-07-07 | 10461 | 40.84 | -73.8434 | 210 | 200 | 2041853 | 2039810002 | Van Nest-Morris Park-Westchester Square
27 | DOE | Q835 | 109-36 204th St | Q835; 109-36 204th St | Queens | Yes |  | 0 |  |  | 0 |  | Not collected |  |  |  |  | Not Solar Ready | No | 12000 | Between Good and Fair | > 20 years | No | 2022 | 2022-07-07 | 11412 | 40.7072 | -73.7541 | 412 | 508 | 4438829 | 4109060001 | Hollis
30 | QPL | Ridgewood Community Library | 20-12 Madison St | Ridgewood Community Library; 20-12 Madison St | Queens | No |  | 0 |  |  | 0 |  | Not collected |  |  |  |  | Not Solar Ready | No | 12000 | Good | < 2 years | No | 2022 | 2022-07-07 | 11385 | 40.7052 | -73.9029 | 405 | 589 | 4083512 | 4034910001 | Ridgewood
33 | DOT | Office and Storage | 130 Clay St | Office and Storage; 130 Clay St | Brooklyn | No |  | 0 |  |  | 0 |  | Not collected |  |  |  |  | Not Solar Ready | No | 12000 | Unknown | Unknown | No | 2022 | 2022-07-07 | 11222 | 40.7368 | -73.9524 | 301 | 579 | 3336609 | 3024890007 | Greenpoint
39 | DPR | Litchfield Villa | 95 Prospect Park West | Litchfield Villa; 95 Prospect Park West | Brooklyn | No |  | 0 |  |  | 0 |  | Not collected |  |  |  |  | Not Solar Ready | No | 12000 | Poor | > 20 years | No | 2022 | 2022-07-07 | 11215 | 40.6674 | -73.9745 | 355 | 177 | 3339260 | 3011170001 | park-cemetery-etc-Brooklyn
42 | DHS | Linden Family Residence | 501 New Lots Ave | Linden Family Residence; 501 New Lots Ave | Brooklyn | Yes |  | 0 |  |  | 0 |  | Not collected |  |  |  |  | Not Solar Ready | No | 12000 | Unknown | Unknown | No | 2022 | 2022-07-07 | 11207 | 40.6634 | -73.8895 | 305 | 1122 | 3085646 | 3038440001 | East New York (Pennsylvania Ave)
44 | DOE | K134- K849, K839 Campus: K849 (Main building) | 4001 18 Ave | K134- K849, K839 Campus: K849 (Main building); 4001 18 Ave | Brooklyn | Yes |  | 0 |  |  | 0 |  | Not collected |  |  |  |  | Not Solar Ready | No | 12000 | Good | 2 to 4 years | No | 2022 | 2022-07-07 | 11218 | 40.6323 | -73.9739 | 314 | 480 | 3127692 | 3054160048 | Flatbush
49 | DEP | R-2 Water and Sewer Maintence Yard | 288 Clove Rd | R-2 Water and Sewer Maintence Yard; 288 Clove Rd | Staten Island | Yes |  | 0 |  |  | 0 |  | Not collected |  |  |  |  | Not Solar Ready | No | 12000 | Unknown | Unknown | No | 2022 | 2022-07-07 | 10310 | 40.633 | -74.1257 | 501 | 13302 | 5106681 | 5002150046 | West New Brighton-New Brighton-St. George
50 | NYPL | New Dorp Branch Library | 309 New Dorp Ln | New Dorp Branch Library; 309 New Dorp Ln | Staten Island | No |  | 0 |  |  | 0 |  | Not collected |  |  |  |  | Not Solar Ready | No | 12000 | Poor | Unknown | No | 2022 | 2022-07-07 | 10306 | 40.5719 | -74.1123 | 502 | 122 | 5052750 | 5036430005 | New Dorp-Midland Beach
8 | DEP | Wards Island WRRF - New Administration Bldg | 7 Wards Island | Wards Island WRRF - New Administration Bldg; 7 Wards Island | Manhattan | Yes |  | 0 |  |  | 0 |  | Not collected |  |  |  |  | Not Solar Ready | No | 12020 | Unknown | Unknown | No | 2022 | 2022-07-07 | 10035 | 40.7928 | -73.9228 | 111 | 240 | 1000000 | 1018190015 | park-cemetery-etc-Manhattan
19 | FDNY | Building 402 | 402 Murray Ave | Building 402; 402 Murray Ave | Queens | No |  | 0 |  |  | 0 |  | Not collected |  |  |  |  | Not Solar Ready | No | 12041 | Unknown | Unknown | No | 2022 | 2022-07-07 | 11359 | 40.7931 | -73.7779 | 407 | 999 | 4539822 | 4059170001 | Ft. Totten-Bay Terrace-Clearview
48 | CUNY | Temporary Building #6 | 2105 Oriental Blvd | Temporary Building #6; 2105 Oriental Blvd | Brooklyn | No |  | 0 |  |  | 0 |  | Not collected |  |  |  |  | Not Solar Ready | No | 12070 | Poor | Unknown | No | 2022 | 2022-07-07 | 11235 | 40.5781 | -73.9327 | 315 | 616 | 3397339 | 3087600060 | Sheepshead Bay-Gerritsen Beach-Manhattan Beach
8 | DHS | HS Cottage 4 | 127 Sunken Garden Loop, Ward's Island | HS Cottage 4; 127 Sunken Garden Loop, Ward's Island | Manhattan | Yes |  | 0 |  |  | 0 |  | Not collected |  |  |  |  | Not Solar Ready | No | 12100 | Fair | 15 to 19 years | No | 2022 | 2022-07-07 | 10022 | 40.7874 | -73.9332 | 111 | 240 | 1088091 | 1018190010 | park-cemetery-etc-Manhattan
19 | FDNY | Building 326 | 326 Story Ave | Building 326; 326 Story Ave | Queens | No |  | 0 |  |  | 0 |  | Not collected |  |  |  |  | Not Solar Ready | No | 12108 | Unknown | Unknown | No | 2022 | 2022-07-07 | 11359 | 40.7919 | -73.7746 | 407 | 999 | 4539897 | 4059170001 | Ft. Totten-Bay Terrace-Clearview
38 | BPL | Sunset Park Branch Library | 5108 4th Ave | Sunset Park Branch Library; 5108 4th Ave | Brooklyn | Yes |  | 0 |  |  | 0 |  | Not collected |  |  |  |  | Not Solar Ready | No | 12174 | Between Fair and Poor | 15 to 19 years | No | 2022 | 2022-07-07 | 11220 | 40.6458 | -74.0133 | 307 | 78 | 3013507 | 3007980034 | Sunset Park West
49 | FDNY | Staten Island Central Office | 65 Slosson Ave | Staten Island Central Office; 65 Slosson Ave | Staten Island | No |  | 0 |  |  | 0 |  | Not collected |  |  |  |  | Not Solar Ready | No | 12174 | Fair | 15 to 19 years | No | 2022 | 2022-07-07 | 10314 | 40.6202 | -74.1191 | 501 | 147 | 5112427 | 5003190001 | Westerleigh
31 | DPR | Sorrentino Recreation Center | 18-48 Corga Ave | Sorrentino Recreation Center; 18-48 Corga Ave | Queens | Yes |  | 0 |  |  | 0 |  | Not collected |  |  |  |  | Not Solar Ready | No | 12240 | Fair | > 20 years | Existing Green Roof | 2022 | 2022-07-07 | Unknown | Unknown | Unknown |  |  |  | Unknown | Unknown
8 | FDNY | Engine Co. 91 | 242 East 111th St | Engine Co. 91; 242 East 111th St | Manhattan | Yes |  | 0 |  |  | 0 |  | Not collected |  |  |  |  | Not Solar Ready | No | 12298 | Fair | 15 to 19 years | No | 2022 | 2022-07-07 | 10029 | 40.7943 | -73.9413 | 111 | 180 | 1052473 | 1016600030 | East Harlem North
23 | QPL | Queens Village Community Library | 94-11 217th St | Queens Village Community Library; 94-11 217th St | Queens | Yes |  | 0 |  |  | 0 |  | Not collected |  |  |  |  | Not Solar Ready | No | 12300 | Poor | > 20 years | Planned Green Roof | 2022 | 2022-07-07 | 11428 | 40.7197 | -73.7393 | 413 | 566 | 4226761 | 4106210012 | Queens Village
42 | BPL | East Flatbush Branch Library | 9612 Church Ave | East Flatbush Branch Library; 9612 Church Ave | Brooklyn | Yes |  | 0 |  |  | 0 |  | Not collected |  |  |  |  | Not Solar Ready | No | 12329 | Between Fair and Poor | > 20 years | No | 2022 | 2022-07-07 | 11212 | 40.6558 | -73.9153 | 317 | 890 | 3103597 | 3047170038 | Rugby-Remsen Village
8 | DEP | Wards Island WRRF - Dewatering: A3 | 7 Wards Island | Wards Island WRRF - Dewatering: A3; 7 Wards Island | Manhattan | Yes |  | 0 |  |  | 0 |  | Not collected |  |  |  |  | Not Solar Ready | No | 12344 | Poor | > 20 years | No | 2022 | 2022-07-07 | 10035 | 40.7928 | -73.9228 | 111 | 240 | 1000000 | 1018190015 | park-cemetery-etc-Manhattan
19 | FDNY | Building 401 | 401 Murray Ave | Building 401; 401 Murray Ave | Queens | No |  | 0 |  |  | 0 |  | Not collected |  |  |  |  | Not Solar Ready | No | 12401 | Unknown | Unknown | No | 2022 | 2022-07-07 | 11359 | 40.7932 | -73.778 | 407 | 999 | 4453921 | 4059170001 | Ft. Totten-Bay Terrace-Clearview
19 | FDNY | Building 107 | 107 Duane Rd | Building 107; 107 Duane Rd | Queens | No |  | 0 |  |  | 0 |  | Not collected |  |  |  |  | Not Solar Ready | No | 12404 | Poor | > 20 years | No | 2022 | 2022-07-07 | 11359 | 40.791 | -73.7801 | 407 | 999 | 4539860 | 4059170001 | Ft. Totten-Bay Terrace-Clearview
0 | DEP | Water Supply Facility 1 | Pine Hill | Water Supply Facility 1; Pine Hill | Upstate | No |  | 0 |  |  | 0 |  | Not collected |  |  |  |  | Not Solar Ready | No | 12407 | Poor | > 20 years | No | 2022 | 2022-07-07 | Unknown | Unknown | Unknown |  |  |  | Unknown | Unknown
13 | FDNY | Jacobi Medical Center Campus: EMS 20 | 1825 Eastchester Rd | Jacobi Medical Center Campus: EMS 20; 1825 Eastchester Rd | Bronx | Yes |  | 0 |  |  | 0 |  | Not collected |  |  |  |  | Not Solar Ready | No | 12500 | Poor | Unknown | No | 2022 | 2022-07-07 | 10461 | 40.8503 | -73.8449 | 211 | 286 | 2097361 | 2041170001 | Van Nest-Morris Park-Westchester Square
16 | DPR | West Bronx Recreation Center | 1527 Jesup Ave | West Bronx Recreation Center; 1527 Jesup Ave | Bronx | Yes |  | 0 |  |  | 0 |  | Not collected |  |  |  |  | Not Solar Ready | No | 12500 | Fair | 15 to 19 years | Planned Green Roof | 2022 | 2022-07-07 | 10452 | 40.844 | -73.9187 | 204 | 21302 | 2008679 | 2028720126 | Highbridge
15 | FDNY | Engine Co. 90 and Ladder Co. 41 | 1843 White Plains Rd | Engine Co. 90 and Ladder Co. 41; 1843 White Plains Rd | Bronx | Yes |  | 0 |  |  | 0 |  | Not collected |  |  |  |  | Not Solar Ready | No | 12520 | Poor | > 20 years | No | 2022 | 2022-07-07 | 10462 | 40.8462 | -73.8665 | 211 | 236 | 2043470 | 2040490049 | Van Nest-Morris Park-Westchester Square
14 | FDNY | Engine Co. 75 and Ladder Co. 33, Batt. 19 | 2175 Walton Ave | Engine Co. 75 and Ladder Co. 33, Batt. 19; 2175 Walton Ave | Bronx | Yes |  | 0 |  |  | 0 |  | Not collected |  |  |  |  | Not Solar Ready | No | 12541 | Poor | 15 to 19 years | No | 2022 | 2022-07-07 | 10453 | 40.8561 | -73.9042 | 205 | 239 | 2118039 | 2031860037 | Fordham South
19 | DPR | Fort Totten Campus: Building 422 | 422 Weaver Rd | Fort Totten Campus: Building 422; 422 Weaver Rd | Queens | No |  | 0 |  |  | 0 |  | Not collected |  |  |  |  | Not Solar Ready | No | 12587 | Between Fair and Poor | 15 to 19 years | No | 2022 | 2022-07-07 | 11359 | 40.7929 | -73.7762 | 407 | 999 | 4453946 | 4059170001 | Ft. Totten-Bay Terrace-Clearview
15 | FDNY | Engine Co. 88 and Ladder Co. 38 | 2225 Belmont Ave | Engine Co. 88 and Ladder Co. 38; 2225 Belmont Ave | Bronx | Yes |  | 0 |  |  | 0 |  | Not collected |  |  |  |  | Not Solar Ready | No | 12600 | Poor | > 20 years | No | 2022 | 2022-07-07 | 10457 | 40.8515 | -73.8877 | 206 | 391 | 2086781 | 2030860038 | Belmont
50 | DPR | Ocean Breeze Indoor Horseback Riding Facility | 621 Father Capodanno Blvd | Ocean Breeze Indoor Horseback Riding Facility; 621 Father Capodanno Blvd | Staten Island | Yes |  | 0 |  |  | 0 |  | Not collected |  |  |  |  | Not Solar Ready | No | 12600 | Good | Unknown | No | 2022 | 2022-07-07 | 10305 | 40.5823 | -74.0745 | 502 | 70 | 5000000 | 5033550001 | Old Town-Dongan Hills-South Beach
35 | NYPD | 77th Precinct Annex | 653 Grand Ave | 77th Precinct Annex; 653 Grand Ave | Brooklyn | Yes |  | 0 |  |  | 0 |  | Not collected |  |  |  |  | Not Solar Ready | No | 12623 | Poor | > 20 years | No | 2022 | 2022-07-07 | 11238 | 40.6757 | -73.9631 | 308 | 305 | 3028914 | 3011620001 | Crown Heights North
11 | NYPL | Kingsbridge Library | 291 West 231 St | Kingsbridge Library; 291 West 231 St | Bronx | Yes |  | 0 |  |  | 0 |  | Not collected |  |  |  |  | Not Solar Ready | No | 12625 | Good | < 2 years | Existing Green Roof | 2022 | 2022-07-07 | 10463 | 40.8806 | -73.908 | 208 | 289 | 2119474 | 2057130123 | Spuyten Duyvil-Kingsbridge
1 | FDNY | Engine Co. 33 & Ladder Co. 9 | 42 Great Jones St | Engine Co. 33 & Ladder Co. 9; 42 Great Jones St | Manhattan | No |  | 0 |  |  | 0 |  | Not collected |  |  |  |  | Not Solar Ready | No | 12649 | Unknown | 10 to 14 years | No | 2022 | 2022-07-07 | 10012 | 40.7268 | -73.9926 | 102 | 5502 | 1008526 | 1005310049 | West Village
8 | DEP | Wards Island WRRF - Old Administration Building | 7 Wards Island | Wards Island WRRF - Old Administration Building; 7 Wards Island | Manhattan | Yes |  | 0 |  |  | 0 |  | Not collected |  |  |  |  | Not Solar Ready | No | 12720 | Poor | > 20 years | No | 2022 | 2022-07-07 | 10035 | 40.7928 | -73.9228 | 111 | 240 | 1000000 | 1018190015 | park-cemetery-etc-Manhattan
32 | QPL | Peninsula (ALC) Community Library | 92-25 Rockaway Beach Blvd | Peninsula (ALC) Community Library; 92-25 Rockaway Beach Blvd | Queens | No |  | 0 |  |  | 0 |  | Not collected |  |  |  |  | Not Solar Ready | No | 12750 | Good | < 2 years | Existing Cool Roof | 2022 | 2022-07-07 | 11693 | 40.5863 | -73.8158 | 414 | 94203 | 4303629 | 4161350013 | Hammels-Arverne-Edgemere
14 | CUNY | Havemeyer Lab | 185 West 180th St | Havemeyer Lab; 185 West 180th St | Bronx | No |  | 0 |  |  | 0 |  | Not collected |  |  |  |  | Not Solar Ready | No | 12768 | Between Fair and Poor | Unknown | No | 2022 | 2022-07-07 | 10453 | 40.8564 | -73.9144 | 205 | 249 | 2100256 | 2032220062 | University Heights-Morris Heights
30 | DPR | Forest Park Greenhouse | 88th Pl at Myrtle Ave | Forest Park Greenhouse; 88th Pl at Myrtle Ave | Queens | No |  | 0 |  |  | 0 |  | Not collected |  |  |  |  | Not Solar Ready | No | 12796 | Poor | 15 to 19 years | No | 2022 | 2022-07-07 | Unknown | Unknown | Unknown |  |  |  | Unknown | Unknown
49 | DOT | DOT Sign Shop | 34 Wave St | DOT Sign Shop; 34 Wave St | Staten Island | Yes |  | 0 |  |  | 0 |  | Not collected |  |  |  |  | Not Solar Ready | No | 12800 | Poor | Unknown | No | 2022 | 2022-07-07 | 10304 | 40.6297 | -74.076 | 501 | 21 | 5013187 | 5004890048 | Stapleton-Rosebank
23 | CUNY | Y2 Building | 222-09 56th Ave | Y2 Building; 222-09 56th Ave | Queens | Yes |  | 0 |  |  | 0 |  | Not collected |  |  |  |  | Not Solar Ready | No | 12840 | Between Fair and Poor | Unknown | No | 2022 | 2022-07-07 | 11364 | 40.7535 | -73.7579 | 411 | 138501 | 4539248 | 4074900002 | Oakland Gardens
2 | DPR | Hamilton Fish Recreation Center | 128 Pitt St | Hamilton Fish Recreation Center; 128 Pitt St | Manhattan | Yes |  | 0 |  |  | 0 |  | Not collected |  |  |  |  | Not Solar Ready | No | 12900 | Poor | > 20 years | No | 2022 | 2022-07-07 | 10002 | 40.7199 | -73.9817 | 103 | 2201 | 1081934 | 1003400001 | Lower East Side
4 | FDNY | Engine Co. 39, Ladder Co. 16 | 157 East 67th St | Engine Co. 39, Ladder Co. 16; 157 East 67th St | Manhattan | No |  | 0 |  |  | 0 |  | Not collected |  |  |  |  | Not Solar Ready | No | 12960 | Unknown | 10 to 14 years | No | 2022 | 2022-07-07 | 10065 | 40.767 | -73.9639 | 108 | 120 | 1072190 | 1014020029 | Upper East Side-Carnegie Hill
19 | FDNY | Building 318 | 318 Murray Ave | Building 318; 318 Murray Ave | Queens | No |  | 0 |  |  | 0 |  | Not collected |  |  |  |  | Not Solar Ready | No | 12966 | Unknown | Unknown | No | 2022 | 2022-07-07 | 11359 | 40.79 | -73.7754 | 407 | 999 | 4453916 | 4059170001 | Ft. Totten-Bay Terrace-Clearview
0 | DEP | Water Supply Facility 1 | Grahamsville | Water Supply Facility 1; Grahamsville | Upstate | No |  | 0 |  |  | 0 |  | Not collected |  |  |  |  | Not Solar Ready | No | 12972 | Good | > 20 years | No | 2022 | 2022-07-07 | Unknown | Unknown | Unknown |  |  |  | Unknown | Unknown
1 | DPR | Alfred E. Smith Recreation Center | 86 Catherine St | Alfred E. Smith Recreation Center; 86 Catherine St | Manhattan | Yes |  | 0 |  |  | 0 |  | Not collected |  |  |  |  | Not Solar Ready | No | 13000 | Poor | > 20 years | No | 2022 | 2022-07-07 | 10038 | 40.7106 | -73.9966 | 103 | 25 | 1083357 | 1001110160 | Chinatown
6 | DPR | North Meadow Recreation Center | Mid Central Park at 97th St Transverse | North Meadow Recreation Center; Mid Central Park at 97th St Transverse | Manhattan | Yes |  | 0 |  |  | 0 |  | Not collected |  |  |  |  | Not Solar Ready | No | 13000 | Poor | > 20 years | No | 2022 | 2022-07-07 | 10000 | 40.7823 | -73.9652 | 164 | 143 | 1000000 | 1011110001 | park-cemetery-etc-Manhattan
29 | QPL | Richmond Hill Community Library | 118-14 Hillside Ave | Richmond Hill Community Library; 118-14 Hillside Ave | Queens | No |  | 0 |  |  | 0 |  | Not collected |  |  |  |  | Not Solar Ready | No | 13000 | Between Good and Fair | 2 to 4 years | No | 2022 | 2022-07-07 | 11418 | 40.701 | -73.8321 | 409 | 132 | 4193458 | 4092640056 | Richmond Hill
11 | DOE | X868 | 2756 Reservoir Ave | X868; 2756 Reservoir Ave | Bronx | No |  | 0 |  |  | 0 |  | Not collected |  |  |  |  | Not Solar Ready | No | 13023 | Poor | > 20 years | No | 2022 | 2022-07-07 | 10468 | 40.8698 | -73.8987 | 207 | 409 | 2100971 | 2032470070 | Van Cortlandt Village
9 | NYPL | Harlem Branch Library | 9 West 124th St | Harlem Branch Library; 9 West 124th St | Manhattan | Yes |  | 0 |  |  | 0 |  | Not collected |  |  |  |  | Not Solar Ready | No | 13058 | Poor | 15 to 19 years | No | 2022 | 2022-07-07 | 10027 | 40.8059 | -73.9432 | 110 | 200 | 1053460 | 1017220030 | Central Harlem South
49 | DCLA | Bldg P/Admin | 1000 Richmond Ter | Bldg P/Admin; 1000 Richmond Ter | Staten Island | No |  | 0 |  |  | 0 |  | Not collected |  |  |  |  | Not Solar Ready | No | 13100 | Good | Unknown | No | 2022 | 2022-07-07 | 10310 | 40.6452 | -74.1047 | 501 | 97 | 5000000 | 5000760200 | West New Brighton-New Brighton-St. George
37 | FDNY | Engine Co. 271 and Ladder Co. 124, Batt. 28 | 392 Himrod St | Engine Co. 271 and Ladder Co. 124, Batt. 28; 392 Himrod St | Brooklyn | No |  | 0 |  |  | 0 |  | Not collected |  |  |  |  | Not Solar Ready | No | 13108 | Poor | > 20 years | No | 2022 | 2022-07-07 | 11237 | 40.7037 | -73.9163 | 304 | 443 | 3074885 | 3032810022 | Bushwick North
4 | NYPL | Yorkville Branch Library | 222 East 79th St | Yorkville Branch Library; 222 East 79th St | Manhattan | No |  | #VALUE! |  |  | 0 |  | Not collected |  |  |  |  | Not Solar Ready | No | 13112 | Fair | > 20 years | No | 2022 | 2022-07-07 | 10075 | 40.774 | -73.9566 | 108 | 134 | 1044180 | 1014330037 | Lenox Hill-Roosevelt Island
8 | NYPL | Aguilar Branch Library | 174 East 110th St | Aguilar Branch Library; 174 East 110th St | Manhattan | No |  | 0 |  |  | 0 |  | Not collected |  |  |  |  | Not Solar Ready | No | 13126 | Fair | 15 to 19 years | No | 2022 | 2022-07-07 | 10029 | 40.7943 | -73.9433 | 111 | 172 | 1052167 | 1016370141 | East Harlem South
17 | CUNY | Administration Building - G | 135 East 146th St | Administration Building - G; 135 East 146th St | Bronx | Yes |  | 0 |  |  | 0 |  | Not collected |  |  |  |  | Not Solar Ready | No | 13178 | Poor | Unknown | No | 2022 | 2022-07-07 | 10451 | 40.8175 | -73.9289 | 201 | 63 | 2001088 | 2023500024 | West Concourse
3 | FIT | Coed Hall | 230 West 27th St | Coed Hall; 230 West 27th St | Manhattan | No |  | 0 |  |  | 0 |  | Not collected |  |  |  |  | Not Solar Ready | No | 13183 | Fair | 15 to 19 years | No | 2022 | 2022-07-07 | 10001 | 40.7472 | -73.9952 | 105 | 95 | 1014237 | 1007760055 | Midtown-Midtown South
34 | DOE | K319 | 360 Keap St | K319; 360 Keap St | Brooklyn | Yes |  | 0 |  |  | 0 |  | Not collected |  |  |  |  | Not Solar Ready | No | 13200 | Poor | > 20 years | No | 2022 | 2022-07-07 | 11211 | 40.7097 | -73.9542 | 301 | 527 | 3063189 | 3024240001 | North Side-South Side
50 | FDNY | Engine Co. 160 and Rescue 5, Division 8 | 1850 Clove Rd | Engine Co. 160 and Rescue 5, Division 8; 1850 Clove Rd | Staten Island | No |  | 0 |  |  | 0 |  | Not collected |  |  |  |  | Not Solar Ready | No | 13200 | Fair | 15 to 19 years | No | 2022 | 2022-07-07 | 10304 | 40.6075 | -74.0891 | 502 | 50 | 5046179 | 5031530038 | Grasmere-Arrochar-Ft. Wadsworth
31 | DOE | Q907 | 98 Beach 28th St | Q907; 98 Beach 28th St | Queens | Yes |  | 0 |  |  | 0 |  | Not collected |  |  |  |  | Not Solar Ready | No | 13260 | Fair | 10 to 14 years | No | 2022 | 2022-07-07 | 11691 | 40.5938 | -73.7605 | 414 | 99802 | 4531136 | 4158190148 | Far Rockaway-Bayswater
6 | FDNY | Ladder Co. 25 and Division 3 | 205 West 77th St | Ladder Co. 25 and Division 3; 205 West 77th St | Manhattan | No |  | 0 |  |  | 0 |  | Not collected |  |  |  |  | Not Solar Ready | No | 13300 | Unknown | 15 to 19 years | No | 2022 | 2022-07-07 | 10024 | 40.782 | -73.9796 | 107 | 163 | 1030885 | 1011690026 | Upper West Side
30 | QPL | Glendale Community Library | 78-60 73rd Pl | Glendale Community Library; 78-60 73rd Pl | Queens | No |  | 0 |  |  | 0 |  | Not collected |  |  |  |  | Not Solar Ready | No | 13356 | Between Good and Fair | 15 to 19 years | No | 2022 | 2022-07-07 | 11385 | 40.7031 | -73.8757 | 405 | 623 | 4090100 | 4036960047 | Glendale
36 | DPR | Kosciuszko Pool House | 670 Marcy Ave | Kosciuszko Pool House; 670 Marcy Ave | Brooklyn | Yes |  | 0 |  |  | 0 |  | Not collected |  |  |  |  | Not Solar Ready | No | 13400 | Poor | > 20 years | No | 2022 | 2022-07-07 | 11216 | 40.6914 | -73.9484 | 303 | 253 | 3255870 | 3017790027 | Bedford
4 | DCLA | Metropolitan Museum of Art Offices | 6 East 82nd St | Metropolitan Museum of Art Offices; 6 East 82nd St | Manhattan | No |  | 0 |  |  | 0 |  | Not collected |  |  |  |  | Not Solar Ready | No | 13457 | Between Fair and Poor | > 20 years | No | 2022 | 2022-07-07 | 10028 | 40.7788 | -73.9619 | 108 | 142 | 1046688 | 1014930166 | Upper East Side-Carnegie Hill
6 | FDNY | Manhattan Central Office | 79th St Transverse Rd | Manhattan Central Office; 79th St Transverse Rd | Manhattan | Yes |  | 0 |  |  | 0 |  | Not collected |  |  |  |  | Not Solar Ready | No | 13465 | Unknown | > 20 years | No | 2022 | 2022-07-07 | Unknown | Unknown | Unknown |  |  |  | Unknown | Unknown
16 | FDNY | Engine Co. 50 and Ladder Co. 19, Batt. 26 | 1155 Washington Ave | Engine Co. 50 and Ladder Co. 19, Batt. 26; 1155 Washington Ave | Bronx | Yes |  | 0 |  |  | 0 |  | Not collected |  |  |  |  | Not Solar Ready | No | 13500 | Between Fair and Poor | 15 to 19 years | No | 2022 | 2022-07-07 | 10456 | 40.8297 | -73.9078 | 203 | 185 | 2001584 | 2023880045 | Morrisania-Melrose
23 | DPR | Cunningham Park Maintence Building | 200 Union Tpke | Cunningham Park Maintence Building; 200 Union Tpke | Queens | No |  | 0 |  |  | 0 |  | Not collected |  |  |  |  | Not Solar Ready | No | 13500 | Fair | 15 to 19 years | No | 2022 | 2022-07-07 | Unknown | Unknown | Unknown |  |  |  | Unknown | Unknown
26 | FDNY | Engine Co 258 and Ladder Co. 115 | 10-40 47th Ave | Engine Co 258 and Ladder Co. 115; 10-40 47th Ave | Queens | No |  | 0 |  |  | 0 |  | Not collected |  |  |  |  | Not Solar Ready | No | 13500 | Unknown | 15 to 19 years | No | 2022 | 2022-07-07 | 11101 | 40.7453 | -73.9522 | 402 | 7 | 4000333 | 4000460034 | Hunters Point-Sunnyside-West Maspeth
33 | FDNY | Engine Co. 229 and Ladder Co. 146 | 75 Richardson St | Engine Co. 229 and Ladder Co. 146; 75 Richardson St | Brooklyn | No |  | 0 |  |  | 0 |  | Not collected |  |  |  |  | Not Solar Ready | No | 13500 | Fair | 10 to 14 years | No | 2022 | 2022-07-07 | 11211 | 40.7184 | -73.949 | 301 | 515 | 3067898 | 3027220028 | North Side-South Side
37 | FDNY | Engine Co. 233 and Ladder Co. 176 | 25 Rockaway Ave | Engine Co. 233 and Ladder Co. 176; 25 Rockaway Ave | Brooklyn | Yes |  | 0 |  |  | 0 |  | Not collected |  |  |  |  | Not Solar Ready | No | 13519 | Between Fair and Poor | 15 to 19 years | No | 2022 | 2022-07-07 | 11233 | 40.6826 | -73.9117 | 316 | 369 | 3040990 | 3015120001 | Ocean Hill
19 | DEP | Tallman Island WRRF - Collection Facitlity North Quarters | 127-01 Powells Cove Blvd | Tallman Island WRRF - Collection Facitlity North Quarters; 127-01 Powells Cove Blvd | Queens | Yes |  | 0 |  |  | 0 |  | Not collected |  |  |  |  | Not Solar Ready | No | 13560 | Poor | > 20 years | No | 2022 | 2022-07-07 | 11356 | 40.7939 | -73.8405 | 407 | 939 | 4453834 | 4039250001 | College Point
1 | ACS | Chinese Community Concern Parents | 180 Mott St | Chinese Community Concern Parents; 180 Mott St | Manhattan | No |  | 0 |  |  | 0 |  | Not collected |  |  |  |  | Not Solar Ready | No | 13625 | Fair | 15 to 19 years | No | 2022 | 2022-07-07 | 10012 | 40.7205 | -73.9959 | 102 | 41 | 1007156 | 1004790001 | SoHo-TriBeCa-Civic Center-Little Italy
0 | DEP | Water Supply Facility 2 | Pine Hill | Water Supply Facility 2; Pine Hill | Upstate | No |  | 0 |  |  | 0 |  | Not collected |  |  |  |  | Not Solar Ready | No | 13632 | Poor | > 20 years | No | 2022 | 2022-07-07 | Unknown | Unknown | Unknown |  |  |  | Unknown | Unknown
17 | NYPL | Hunt's Point Branch Library | 877 Southern Blvd | Hunt's Point Branch Library; 877 Southern Blvd | Bronx | Yes |  | 0 |  |  | 0 |  | Not collected |  |  |  |  | Not Solar Ready | No | 13715 | Fair | Unknown | No | 2022 | 2022-07-07 | 10459 | 40.8187 | -73.8938 | 202 | 89 | 2005755 | 2027220063 | Hunts Point
19 | FDNY | Building 409 | 409 Shore Rd | Building 409; 409 Shore Rd | Queens | No |  | 0 |  |  | 0 |  | Not collected |  |  |  |  | Not Solar Ready | No | 13728 | Unknown | Unknown | No | 2022 | 2022-07-07 | 11359 | 40.7953 | -73.7758 | 407 | 999 |  | Unknown | Ft. Totten-Bay Terrace-Clearview
19 | FDNY | Building 411 | 411 Shore Rd | Building 411; 411 Shore Rd | Queens | No |  | 0 |  |  | 0 |  | Not collected |  |  |  |  | Not Solar Ready | No | 13728 | Unknown | Unknown | No | 2022 | 2022-07-07 | 11359 | 40.7946 | -73.7749 | 407 | 999 |  | Unknown | Ft. Totten-Bay Terrace-Clearview
39 | FDNY | Engine Co. 282 and Ladder Co. 148 | 4210 12th Ave | Engine Co. 282 and Ladder Co. 148; 4210 12th Ave | Brooklyn | Yes |  | 0 |  |  | 0 |  | Not collected |  |  |  |  | Not Solar Ready | No | 13756 | Unknown | 15 to 19 years | No | 2022 | 2022-07-07 | 11219 | 40.6402 | -73.9904 | 312 | 224 | 3135859 | 3055970044 | Borough Park
5 | NYPL | 67th Street Branch Library | 328 East 67th St | 67th Street Branch Library; 328 East 67th St | Manhattan | No |  | 0 |  |  | 0 |  | Not collected |  |  |  |  | Not Solar Ready | No | 13788 | Poor | 15 to 19 years | No | 2022 | 2022-07-07 | 10065 | 40.7653 | -73.9599 | 108 | 118 | 1044749 | 1014410038 | Lenox Hill-Roosevelt Island
0 | DEP | Water Supply Facility 3 | Grahamsville | Water Supply Facility 3; Grahamsville | Upstate | No |  | 0 |  |  | 0 |  | Not collected |  |  |  |  | Not Solar Ready | No | 13800 | Between Good and Fair | > 20 years | No | 2022 | 2022-07-07 | Unknown | Unknown | Unknown |  |  |  | Unknown | Unknown
9 | DPR | Pelham Fritz Recreation Center | 122nd St at Mt Morris Park West | Pelham Fritz Recreation Center; 122nd St at Mt Morris Park West | Manhattan | No |  | 0 |  |  | 0 |  | Not collected |  |  |  |  | Not Solar Ready | No | 14000 | Between Good and Fair | 10 to 14 years | Planned Green Roof | 2022 | 2022-07-07 | Unknown | Unknown | Unknown |  |  |  | Unknown | Unknown
0 | DEP | Water Supply Facility 3 | Pine Hill | Water Supply Facility 3; Pine Hill | Upstate | No |  | 0 |  |  | 0 |  | Not collected |  |  |  |  | Not Solar Ready | No | 14070 | Good | > 20 years | No | 2022 | 2022-07-07 | Unknown | Unknown | Unknown |  |  |  | Unknown | Unknown
8 | DOHMH | Animal Shelter - Manhattan | 326 East 110th St | Animal Shelter - Manhattan; 326 East 110th St | Manhattan | Yes |  | 0 |  |  | 0 |  | Not collected |  |  |  |  | Not Solar Ready | No | 14077 | Good | 10 to 14 years | No | 2022 | 2022-07-07 | 10029 | 40.7928 | -73.9398 | 111 | 180 | 1052845 | 1016810037 | East Harlem North
9 | NYPL | 115th Street Branch Library | 203 West 115th St | 115th Street Branch Library; 203 West 115th St | Manhattan | Yes |  | 0 |  |  | 0 |  | Not collected |  |  |  |  | Not Solar Ready | No | 14080 | Poor | 15 to 19 years | No | 2022 | 2022-07-07 | 10026 | 40.8027 | -73.9534 | 110 | 218 | 1055236 | 1018310026 | Central Harlem South
48 | DEP | Coney Island WRRF - Primary Settling Tanks Odor Control Building | 2591 Kpp St | Coney Island WRRF - Primary Settling Tanks Odor Control Building; 2591 Kpp St | Brooklyn | No |  | 0 |  |  | 0 |  | Not collected |  |  |  |  | Not Solar Ready | No | 14221 | Poor | > 20 years | No | 2022 | 2022-07-07 | Unknown | Unknown | Unknown |  |  |  | Unknown | Unknown
41 | BPL | Stone Avenue Branch Library | 581 Mother Gaston Blvd | Stone Avenue Branch Library; 581 Mother Gaston Blvd | Brooklyn | Yes |  | 0 |  |  | 0 |  | Not collected |  |  |  |  | Not Solar Ready | No | 14258 | Unknown | 2 to 4 years | No | 2022 | 2022-07-07 | 11212 | 40.6645 | -73.9055 | 316 | 910 | 3084596 | 3037940018 | Brownsville
17 | DEP | Hunt's Point WRRF - Sludge Dewatering Building | 1360 Ryawa Ave | Hunt's Point WRRF - Sludge Dewatering Building; 1360 Ryawa Ave | Bronx | Yes |  | 0 |  |  | 0 |  | Not collected |  |  |  |  | Not Solar Ready | No | 14280 | Between Fair and Poor | > 20 years | No | 2022 | 2022-07-07 | 10474 | 40.8054 | -73.8809 | 202 | 93 | 2000000 | 2027800074 | Hunts Point
14 | CUNY | Roscoe C. Brown Student Center - Brown Annex | 160 Hall of Fame Ter | Roscoe C. Brown Student Center - Brown Annex; 160 Hall of Fame Ter | Bronx | No |  | 0 |  |  | 0 |  | Not collected |  |  |  |  | Not Solar Ready | No | 14295 | Poor | Unknown | No | 2022 | 2022-07-07 | 10453 | 40.859 | -73.9115 | 205 | 249 | 2100247 | 2032220062 | University Heights-Morris Heights
20 | DOT | DOT Asphalt Plant | 30-01 Harper St | DOT Asphalt Plant; 30-01 Harper St | Queens | No |  | 0 |  |  | 0 |  | Not collected |  |  |  |  | Not Solar Ready | No | 14300 | Between Fair and Poor | Unknown | No | 2022 | 2022-07-07 | 11368 | 40.7633 | -73.8384 | 407 | 38301 | 4045011 | 4017910068 | park-cemetery-etc-Queens
40 | NYPD | Parade Ground Brooklyn South Task Force (BSTF) HQ | 397 Coney Island Ave | Parade Ground Brooklyn South Task Force (BSTF) HQ; 397 Coney Island Ave | Brooklyn | No |  | 0 |  |  | 0 |  | Not collected |  |  |  |  | Not Solar Ready | No | 14300 | Fair | 15 to 19 years | No | 2022 | 2022-07-07 | 11218 | 40.649 | -73.9716 | 314 | 177 | 3256655 | 3050510001 | park-cemetery-etc-Brooklyn
15 | DCLA | Zoo Center | 2300 Southern Blvd | Zoo Center; 2300 Southern Blvd | Bronx | Yes |  | #VALUE! |  |  | 0 |  | Not collected |  |  |  |  | Not Solar Ready | No | 14320 | Good | Unknown | No | 2022 | 2022-07-07 | 10460 | 40.8506 | -73.8825 | 206 | 334 | 2116700 | 2031200020 | park-cemetery-etc-Bronx
11 | DCLA | Glyndor House | 675 Independence Ave | Glyndor House; 675 Independence Ave | Bronx | No |  | 0 |  |  | 0 |  | Not collected |  |  |  |  | Not Solar Ready | No | 14362 | Fair | > 20 years | No | 2022 | 2022-07-07 | Unknown | Unknown | Unknown |  |  |  | Unknown | Unknown
17 | FDNY | Engine Co. 71 and Ladder Co. 55, Division 6 | 720 Melrose Ave | Engine Co. 71 and Ladder Co. 55, Division 6; 720 Melrose Ave | Bronx | Yes |  | 0 |  |  | 0 |  | Not collected |  |  |  |  | Not Solar Ready | No | 14416 | Unknown | 15 to 19 years | No | 2022 | 2022-07-07 | 10455 | 40.8204 | -73.9158 | 201 | 69 | 2001400 | 2023770001 | Melrose South-Mott Haven North
6 | DPR | Tavern on the Green | 65th St at Central Park West | Tavern on the Green; 65th St at Central Park West | Manhattan | Yes |  | 0 |  |  | 0 |  | Not collected |  |  |  |  | Not Solar Ready | No | 14436 | Fair | > 20 years | No | 2022 | 2022-07-07 | Unknown | Unknown | Unknown |  |  |  | Unknown | Unknown
8 | DOE | X855 | 577 East 139 St | X855; 577 East 139 St | Bronx | Yes |  | 0 |  |  | 0 |  | Not collected |  |  |  |  | Not Solar Ready | No | 14460 | Fair | > 20 years | No | 2022 | 2022-07-07 | 10454 | 40.8073 | -73.9164 | 201 | 2702 | 2003646 | 2025520070 | Mott Haven-Port Morris
51 | NYPL | Richmondtown Branch Library | 200 Clarke Ave | Richmondtown Branch Library; 200 Clarke Ave | Staten Island | No |  | 0 |  |  | 0 |  | Not collected |  |  |  |  | Not Solar Ready | No | 14477 | Poor | Unknown | No | 2022 | 2022-07-07 | 10306 | 40.5668 | -74.138 | 503 | 14606 | 5060744 | 5044700001 | Great Kills
8 | DHS | HS Cottage 2 | 125 Sunken Garden Loop, Ward's Island | HS Cottage 2; 125 Sunken Garden Loop, Ward's Island | Manhattan | Yes |  | 0 |  |  | 0 |  | Not collected |  |  |  |  | Not Solar Ready | No | 14500 | Fair | 15 to 19 years | No | 2022 | 2022-07-07 | 10022 | 40.7866 | -73.934 | 111 | 240 | 1088089 | 1018190010 | park-cemetery-etc-Manhattan
16 | NYPL | Morrisania Branch Library | 610 East 169th St | Morrisania Branch Library; 610 East 169th St | Bronx | Yes |  | 0 |  |  | 0 |  | Not collected |  |  |  |  | Not Solar Ready | No | 14503 | Fair | > 20 years | No | 2022 | 2022-07-07 | 10456 | 40.8314 | -73.9021 | 203 | 149 | 2004303 | 2026150023 | Morrisania-Melrose
2 | NYPL | Tompkins Square Branch Library | 331 East 10th St | Tompkins Square Branch Library; 331 East 10th St | Manhattan | No |  | 0 |  |  | 0 |  | Not collected |  |  |  |  | Not Solar Ready | No | 14703 | Fair | 15 to 19 years | No | 2022 | 2022-07-07 | 10009 | 40.7272 | -73.9807 | 103 | 34 | 1005147 | 1004040039 | East Village
8 | FDNY | Building 6 - Fleet Services Workshop | 20 Reilly Blvd | Building 6 - Fleet Services Workshop; 20 Reilly Blvd | Manhattan | Yes |  | 0 |  |  | 0 |  | Not collected |  |  |  |  | Not Solar Ready | No | 14730 | Poor | > 20 years | No | 2022 | 2022-07-07 | 10035 | 40.7911 | -73.9181 | 111 | 240 | 1088016 | 1018190040 | park-cemetery-etc-Manhattan
18 | NYPL | Parkchester Branch Library | 1985 Westchester Ave | Parkchester Branch Library; 1985 Westchester Ave | Bronx | Yes |  | 0 |  |  | 0 |  | Not collected |  |  |  |  | Not Solar Ready | No | 14744 | Poor | Unknown | No | 2022 | 2022-07-07 | 10462 | 40.8335 | -73.8582 | 209 | 222 | 2028890 | 2039300059 | Parkchester
39 | BPL | Carroll Gardens Branch Library | 396 Clinton St | Carroll Gardens Branch Library; 396 Clinton St | Brooklyn | No |  | 0 |  |  | 0 |  | Not collected |  |  |  |  | Not Solar Ready | No | 14779 | Between Fair and Poor | 15 to 19 years | No | 2022 | 2022-07-07 | 11231 | 40.6833 | -73.9977 | 306 | 67 | 3004336 | 3003380033 | Carroll Gardens-Columbia Street-Red Hook
46 | BPL | Kings Bay Branch Library | 3651 Nostrand Ave | Kings Bay Branch Library; 3651 Nostrand Ave | Brooklyn | No |  | 0 |  |  | 0 |  | Not collected |  |  |  |  | Not Solar Ready | No | 14885 | Between Fair and Poor | > 20 years | No | 2022 | 2022-07-07 | 11229 | 40.5948 | -73.9408 | 315 | 572 | 3344555 | 3074051001 | Sheepshead Bay-Gerritsen Beach-Manhattan Beach
3 | FDNY | FDNY Museum | 278 Spring St | FDNY Museum; 278 Spring St | Manhattan | No |  | 0 |  |  | 0 |  | Not collected |  |  |  |  | Not Solar Ready | No | 14901 | Fair | 15 to 19 years | No | 2022 | 2022-07-07 | 10013 | 40.7258 | -74.0069 | 102 | 37 | 1009739 | 1005790011 | SoHo-TriBeCa-Civic Center-Little Italy
39 | NYPD | 76th Precinct | 191 Union St | 76th Precinct; 191 Union St | Brooklyn | No |  | 0 |  |  | 0 |  | Not collected |  |  |  |  | Not Solar Ready | No | 14984 | Good | > 20 years | No | 2022 | 2022-07-07 | 11231 | 40.6836 | -74.0003 | 306 | 63 | 3004301 | 3003370027 | Carroll Gardens-Columbia Street-Red Hook
5 | DPR | Gracie Mansion | 97 East End Ave | Gracie Mansion; 97 East End Ave | Manhattan | No |  | 0 |  |  | 0 |  | Not collected |  |  |  |  | Not Solar Ready | No | 15000 | Fair | 15 to 19 years | No | 2022 | 2022-07-07 | 10028 | 40.7735 | -73.9458 | 108 | 136 | 1076334 | 1015920001 | Yorkville
11 | DPR | Arthur Ross Nursery | Nursery Road at Van Cortlandt Park East | Arthur Ross Nursery; Nursery Road at Van Cortlandt Park East | Bronx | Yes |  | 0 |  |  | 0 |  | Not collected |  |  |  |  | Not Solar Ready | No | 15000 | Fair | > 20 years | No | 2022 | 2022-07-07 | Unknown | Unknown | Unknown |  |  |  | Unknown | Unknown
22 | DOC | Locker Room | Rikers Island | Locker Room; Rikers Island | Bronx | No |  | 0 |  |  | 0 |  | Not collected |  |  |  |  | Not Solar Ready | No | 15000 | Poor | > 20 years | No | 2022 | 2022-07-07 | 11370 | 40.7906 | -73.8819 | 401 | 1 | 2000000 | 2026050040 | Rikers Island
26 | NYPD | 108th Precinct | 5-47 50th Ave | 108th Precinct; 5-47 50th Ave | Queens | No |  | 0 |  |  | 0 |  | Not collected |  |  |  |  | Not Solar Ready | No | 15000 | Good | 10 to 14 years | No | 2022 | 2022-07-07 | 11101 | 40.7431 | -73.9561 | 402 | 7 | 4000126 | 4000320006 | Hunters Point-Sunnyside-West Maspeth
37 | FDNY | Engine Co. 277 and Ladder Co. 112 | 582 Knickerbocker Ave | Engine Co. 277 and Ladder Co. 112; 582 Knickerbocker Ave | Brooklyn | Yes |  | 0 |  |  | 0 |  | Not collected |  |  |  |  | Not Solar Ready | No | 15000 | Poor | > 20 years | No | 2022 | 2022-07-07 | 11221 | 40.6966 | -73.9144 | 304 | 433 | 3076461 | 3033430029 | Bushwick North
41 | DPR | Betsy Head Pool House | 694 Thomas S Boyland St | Betsy Head Pool House; 694 Thomas S Boyland St | Brooklyn | Yes |  | 0 |  |  | 0 |  | Not collected |  |  |  |  | Not Solar Ready | No | 15000 | Fair | 15 to 19 years | Planned Green Roof | 2022 | 2022-07-07 | 11212 | 40.6634 | -73.9121 | 316 | 898 | 3081931 | 3035700001 | Brownsville
15 | DCLA | Monkey House | 2300 Southern Blvd | Monkey House; 2300 Southern Blvd | Bronx | Yes |  | 0 |  |  | 0 |  | Not collected |  |  |  |  | Not Solar Ready | No | 15108 | Good | 10 to 14 years | No | 2022 | 2022-07-07 | 10460 | 40.8506 | -73.8825 | 206 | 334 | 2116700 | 2031200020 | park-cemetery-etc-Bronx
10 | NYPL | Fort Washington Branch Library | 535 West 179th St | Fort Washington Branch Library; 535 West 179th St | Manhattan | Yes |  | 0 |  |  | 0 |  | Not collected |  |  |  |  | Not Solar Ready | No | 15158 | Poor | > 20 years | No | 2022 | 2022-07-07 | 10033 | 40.8477 | -73.9339 | 112 | 261 | 1063632 | 1021530053 | Washington Heights South
17 | FDNY | Engine Co. 73 and Ladder Co. 42 | 665 Prospect Ave | Engine Co. 73 and Ladder Co. 42; 665 Prospect Ave | Bronx | Yes |  | 0 |  |  | 0 |  | Not collected |  |  |  |  | Not Solar Ready | No | 15170 | Poor | > 20 years | No | 2022 | 2022-07-07 | 10455 | 40.8154 | -73.9033 | 201 | 79 | 2117539 | 2026750032 | Melrose South-Mott Haven North
37 | NYPD | Brooklyn North Boro Command | 179 Wilson Ave | Brooklyn North Boro Command; 179 Wilson Ave | Brooklyn | Yes |  | 0 |  |  | 0 |  | Not collected |  |  |  |  | Not Solar Ready | No | 15205 | Between Fair and Poor | Unknown | No | 2022 | 2022-07-07 | 11237 | 40.6996 | -73.9237 | 304 | 429 | 3073816 | 3032460005 | Bushwick North
44 | BPL | Midwood Branch Library | 975 East 16th St | Midwood Branch Library; 975 East 16th St | Brooklyn | No |  | 0 |  |  | 0 |  | Not collected |  |  |  |  | Not Solar Ready | No | 15210 | Unknown | 5 to 9 years | No | 2022 | 2022-07-07 | 11230 | 40.6261 | -73.9606 | 314 | 532 | 3179706 | 3067090054 | Midwood
17 | FDNY | Engine Co. 45 and Ladder Co. 58, Batt. 18 | 925 East Tremont Ave | Engine Co. 45 and Ladder Co. 58, Batt. 18; 925 East Tremont Ave | Bronx | Yes |  | 0 |  |  | 0 |  | Not collected |  |  |  |  | Not Solar Ready | No | 15225 | Poor | > 20 years | No | 2022 | 2022-07-07 | 10460 | 40.8417 | -73.8836 | 206 | 363 | 2013192 | 2031260012 | East Tremont
21 | NYPD | 110th Precinct | 94-41 43rd Ave | 110th Precinct; 94-41 43rd Ave | Queens | Yes |  | 0 |  |  | 0 |  | Not collected |  |  |  |  | Not Solar Ready | No | 15300 | Between Fair and Poor | 10 to 14 years | No | 2022 | 2022-07-07 | 11373 | 40.745 | -73.87 | 404 | 465 | 4445296 | 4015920072 | Elmhurst
49 | DCLA | Bldg M/SI Children's Museum | 1000 Richmond Ter | Bldg M/SI Children's Museum; 1000 Richmond Ter | Staten Island | No |  | 0 |  |  | 0 |  | Not collected |  |  |  |  | Not Solar Ready | No | 15456 | Between Good and Fair | > 20 years | No | 2022 | 2022-07-07 | 10310 | 40.6452 | -74.1047 | 501 | 97 | 5000000 | 5000760200 | West New Brighton-New Brighton-St. George
49 | NYPD | 120th Precinct | 78 Richmond Ter | 120th Precinct; 78 Richmond Ter | Staten Island | Yes |  | 0 |  |  | 0 |  | Not collected |  |  |  |  | Not Solar Ready | No | 15540 | Good | > 20 years | No | 2022 | 2022-07-07 | 10301 | 40.6447 | -74.077 | 501 | 7 | 5106476 | 5000090028 | West New Brighton-New Brighton-St. George
17 | NYPL | West Farms Branch Library | 2085 Honeywell Ave | West Farms Branch Library; 2085 Honeywell Ave | Bronx | Yes |  | 0 |  |  | 0 |  | Not collected |  |  |  |  | Not Solar Ready | No | 15591 | Poor | Unknown | No | 2022 | 2022-07-07 | 10460 | 40.8446 | -73.8827 | 206 | 363 | 2013151 | 2031230061 | East Tremont
0 | DEP | Water Supply Facility 2 | Kingston | Water Supply Facility 2; Kingston | Upstate | No |  | 0 |  |  | 0 |  | Not collected |  |  |  |  | Not Solar Ready | No | 15600 | Between Good and Fair | > 20 years | No | 2022 | 2022-07-07 | Unknown | Unknown | Unknown |  |  |  | Unknown | Unknown
17 | DSNY | Bronx 3A Broom Depot | 1661 West Farms Rd | Bronx 3A Broom Depot; 1661 West Farms Rd | Bronx | Yes |  | 0 |  |  | 0 |  | Not collected |  |  |  |  | Not Solar Ready | No | 15600 | Between Fair and Poor | > 20 years | No | 2022 | 2022-07-07 | 10460 | 40.8341 | -73.8834 | 203 | 161 | 2010954 | 2030150049 | Crotona Park East
50 | DPR | Greenbelt Recreation Center | 501 Brielle Ave | Greenbelt Recreation Center; 501 Brielle Ave | Staten Island | No |  | 0 |  |  | 0 |  | Not collected |  |  |  |  | Not Solar Ready | No | 15600 | Good | Unknown | No | 2022 | 2022-07-07 | 10314 | 40.5922 | -74.1363 | 502 | 27302 | 5107273 | 5019550001 | New Springville-Bloomfield-Travis
43 | DEP | Owl's Head WRRF - Odor Control & Gas Compressor | 6700 Shore Rd | Owl's Head WRRF - Odor Control & Gas Compressor; 6700 Shore Rd | Brooklyn | No |  | 0 |  |  | 0 |  | Not collected |  |  |  |  | Not Solar Ready | No | 15625 | Fair | > 20 years | No | 2022 | 2022-07-07 | 11220 | 40.6418 | -74.0341 | 310 | 34 | 3391506 | 3058350001 | Bay Ridge
26 | QPL | Broadway Community Library | 40-20 Broadway | Broadway Community Library; 40-20 Broadway | Queens | Yes |  | 0 |  |  | 0 |  | Not collected |  |  |  |  | Not Solar Ready | No | 15700 | Good | < 2 years | No | 2022 | 2022-07-07 | 11103 | 40.7589 | -73.9188 | 401 | 157 | 4011018 | 4006760050 | Astoria
39 | BPL | Pacific Branch Library | 25 4th Ave | Pacific Branch Library; 25 4th Ave | Brooklyn | Yes |  | 0 |  |  | 0 |  | Not collected |  |  |  |  | Not Solar Ready | No | 15758 | Unknown | Unknown | No | 2022 | 2022-07-07 | 11217 | 40.6837 | -73.9788 | 306 | 12901 | 3018376 | 3009280006 | Park Slope-Gowanus
42 | NYPD | 69th Precinct | 9720 Foster Ave | 69th Precinct; 9720 Foster Ave | Brooklyn | Yes |  | 0 |  |  | 0 |  | Not collected |  |  |  |  | Not Solar Ready | No | 15792 | Between Fair and Poor | 10 to 14 years | No | 2022 | 2022-07-07 | 11236 | 40.6486 | -73.9053 | 318 | 1098 | 3229075 | 3081470026 | East New York
36 | DOHMH | Crown Heights Health Center | 1218 Prospect Pl | Crown Heights Health Center; 1218 Prospect Pl | Brooklyn | Yes |  | 0 |  |  | 0 |  | Not collected |  |  |  |  | Not Solar Ready | No | 15805 | Poor | 15 to 19 years | No | 2022 | 2022-07-07 | 11213 | 40.6735 | -73.9358 | 308 | 345 | 3036147 | 3013650009 | Crown Heights North
24 | DOHMH | Jamaica Health Center Annex | 90-27 Parsons Blvd | Jamaica Health Center Annex; 90-27 Parsons Blvd | Queens | Yes |  | 0 |  |  | 0 |  | Not collected |  |  |  |  | Not Solar Ready | No | 15840 | Unknown | 5 to 9 years | No | 2022 | 2022-07-07 | 11432 | 40.7041 | -73.8007 | 412 | 44601 | 4595378 | 4097560006 | Jamaica
15 | DCLA | Dancing Crane | 2300 Southern Blvd | Dancing Crane; 2300 Southern Blvd | Bronx | Yes |  | 0 |  |  | 0 |  | Not collected |  |  |  |  | Not Solar Ready | No | 16000 | Good | 15 to 19 years | No | 2022 | 2022-07-07 | 10460 | 40.8506 | -73.8825 | 206 | 334 | 2116700 | 2031200020 | park-cemetery-etc-Bronx
22 | DOC | Rikers Island Telecom / SOD / COD | Rikers Island | Rikers Island Telecom / SOD / COD; Rikers Island | Bronx | No |  | 0 |  |  | 0 |  | Not collected |  |  |  |  | Not Solar Ready | No | 16000 | Fair | 15 to 19 years | No | 2022 | 2022-07-07 | 11370 | 40.7906 | -73.8819 | 401 | 1 | 2000000 | 2026050040 | Rikers Island
33 | DOT | Clay Street Storage (Under Bridge) | 130 Clay St | Clay Street Storage (Under Bridge); 130 Clay St | Brooklyn | No |  | 0 |  |  | 0 |  | Not collected |  |  |  |  | Not Solar Ready | No | 16000 | Unknown | Unknown | No | 2022 | 2022-07-07 | 11222 | 40.7368 | -73.9524 | 301 | 579 | 3336609 | 3024890007 | Greenpoint
33 | DPR | McCarren Park Recreation Center | 776 Lorimer St | McCarren Park Recreation Center; 776 Lorimer St | Brooklyn | No |  | 0 |  |  | 0 |  | Not collected |  |  |  |  | Not Solar Ready | No | 16000 | Fair | > 20 years | No | 2022 | 2022-07-07 | 11222 | 40.7201 | -73.9504 | 301 | 515 | 3067525 | 3026960001 | North Side-South Side
38 | NYPD | Harbor Unit Charlie | 140 58th St Dock | Harbor Unit Charlie; 140 58th St Dock | Brooklyn | No |  | 0 |  |  | 0 |  | Not collected |  |  |  |  | Not Solar Ready | No | 16000 | Between Fair and Poor | Unknown | No | 2022 | 2022-07-07 | 11220 | 40.6453 | -74.0229 | 307 | 18 | 3414976 | 3057780001 | Sunset Park West
49 | DPR | Staten Island War Memorial Ice Rink | 1321 Victory Blvd | Staten Island War Memorial Ice Rink; 1321 Victory Blvd | Staten Island | No |  | 0 |  |  | 0 |  | Not collected |  |  |  |  | Not Solar Ready | No | 16000 | Fair | > 20 years | No | 2022 | 2022-07-07 | 10301 | 40.615 | -74.1075 | 501 | 147 | 5112428 | 5003190001 | Westerleigh
8 | NYPL | Mott Haven Branch Library | 321 East 140th St | Mott Haven Branch Library; 321 East 140th St | Bronx | Yes |  | 0 |  |  | 0 |  | Not collected |  |  |  |  | Not Solar Ready | No | 16020 | Good | 10 to 14 years | No | 2022 | 2022-07-07 | 10454 | 40.8115 | -73.9244 | 201 | 39 | 2000744 | 2023150018 | Mott Haven-Port Morris
15 | DCLA | Administration East | 2300 Southern Blvd | Administration East; 2300 Southern Blvd | Bronx | Yes |  | 0 |  |  | 0 |  | Not collected |  |  |  |  | Not Solar Ready | No | 16176 | Fair | Unknown | No | 2022 | 2022-07-07 | 10460 | 40.8506 | -73.8825 | 206 | 334 | 2116700 | 2031200020 | park-cemetery-etc-Bronx
49 | DCAS | Staten Island Civil Court | 927 Castleton Ave | Staten Island Civil Court; 927 Castleton Ave | Staten Island | Yes |  | 0 |  |  | 0 |  | Not collected |  |  |  |  | Not Solar Ready | No | 16194 | Fair | > 20 years | No | 2022 | 2022-07-07 | 10310 | 40.6348 | -74.1117 | 501 | 105 | 5004530 | 5001590065 | New Brighton-Silver Lake
2 | NYPL | Epiphany Branch Library | 228 East 23rd St | Epiphany Branch Library; 228 East 23rd St | Manhattan | No |  | 0 |  |  | 0 |  | Not collected |  |  |  |  | Not Solar Ready | No | 16218 | Fair | 15 to 19 years | No | 2022 | 2022-07-07 | 10010 | 40.7385 | -73.9824 | 106 | 64 | 1019661 | 1009030046 | Gramercy
14 | CUNY | Philosophy Hall | 2070 Sedgwick Ave | Philosophy Hall; 2070 Sedgwick Ave | Bronx | No |  | 0 |  |  | 0 |  | Not collected |  |  |  |  | Not Solar Ready | No | 16234 | Poor | Unknown | No | 2022 | 2022-07-07 | 10453 | 40.859 | -73.9149 | 205 | 249 | 2100244 | 2032220062 | University Heights-Morris Heights
33 | DEP | Newtown Creek WRRF - Centrifuge Building | 329 Greenpoint Ave | Newtown Creek WRRF - Centrifuge Building; 329 Greenpoint Ave | Brooklyn | No |  | 0 |  |  | 0 |  | Not collected |  |  |  |  | Not Solar Ready | No | 16250 | Good | 10 to 14 years | No | 2022 | 2022-07-07 | 11222 | 40.7315 | -73.9463 | 301 | 579 | 3332517 | 3025250001 | Greenpoint
49 | DCLA | Bldg T/Music Hall | 1000 Richmond Ter | Bldg T/Music Hall; 1000 Richmond Ter | Staten Island | No |  | 0 |  |  | 0 |  | Not collected |  |  |  |  | Not Solar Ready | No | 16250 | Good | Unknown | No | 2022 | 2022-07-07 | 10310 | 40.6452 | -74.1047 | 501 | 97 | 5000000 | 5000760200 | West New Brighton-New Brighton-St. George
13 | NYPL | Morris Park Branch Library | 985 Morris Park Ave | Morris Park Branch Library; 985 Morris Park Ave | Bronx | No |  | 0 |  |  | 0 |  | Not collected |  |  |  |  | Not Solar Ready | No | 16300 | Fair | 10 to 14 years | No | 2022 | 2022-07-07 | 10462 | 40.8479 | -73.8567 | 211 | 252 | 2045398 | 2041260040 | Van Nest-Morris Park-Westchester Square
7 | NYPL | George Bruce Branch Library | 518 West 125th St | George Bruce Branch Library; 518 West 125th St | Manhattan | Yes |  | 0 |  |  | 0 |  | Not collected |  |  |  |  | Not Solar Ready | No | 16364 | Fair | 10 to 14 years | No | 2022 | 2022-07-07 | 10027 | 40.8138 | -73.9566 | 109 | 211 | 1059688 | 1019800022 | Morningside Heights
48 | DEP | Coney Island WRRF - Return Sludge Pump Station | 2591 Kpp St | Coney Island WRRF - Return Sludge Pump Station; 2591 Kpp St | Brooklyn | No |  | 0 |  |  | 0 |  | Not collected |  |  |  |  | Not Solar Ready | No | 16375 | Fair | > 20 years | No | 2022 | 2022-07-07 | Unknown | Unknown | Unknown |  |  |  | Unknown | Unknown
14 | NYPL | Francis Martin Branch Library | 2150 University Ave | Francis Martin Branch Library; 2150 University Ave | Bronx | Yes |  | 0 |  |  | 0 |  | Not collected |  |  |  |  | Not Solar Ready | No | 16486 | Fair | 15 to 19 years | No | 2022 | 2022-07-07 | 10453 | 40.8574 | -73.9097 | 205 | 251 | 2014579 | 2032110005 | University Heights-Morris Heights
17 | FDNY | Marine Co. 6 | Grand St at East Riv | Marine Co. 6; Grand St at East Riv | Manhattan | No |  | 0 |  |  | 0 |  | Not collected |  |  |  |  | Not Solar Ready | No | 16500 | Unknown | Unknown | No | 2022 | 2022-07-07 | Unknown | Unknown | Unknown |  |  |  | Unknown | Unknown
49 | DEP | BWSO Victory Boulevard Campus/Richmond North Facility | 24 Ontario Ave | BWSO Victory Boulevard Campus/Richmond North Facility; 24 Ontario Ave | Staten Island | No |  | 0 |  |  | 0 |  | Not collected |  |  |  |  | Not Solar Ready | No | 16500 | Fair | > 20 years | No | 2022 | 2022-07-07 | 10301 | 40.6147 | -74.1048 | 501 | 16901 | 5112451 | 5006690001 | Westerleigh
43 | BPL | Bay Ridge Branch Library | 7223 Ridge Blvd | Bay Ridge Branch Library; 7223 Ridge Blvd | Brooklyn | No |  | 0 |  |  | 0 |  | Not collected |  |  |  |  | Not Solar Ready | No | 16506 | Between Fair and Poor | 15 to 19 years | No | 2022 | 2022-07-07 | 11209 | 40.6339 | -74.0297 | 310 | 66 | 3147279 | 3059070001 | Bay Ridge
17 | NYPL | Woodstock Branch Library | 761 East 160th St | Woodstock Branch Library; 761 East 160th St | Bronx | Yes |  | 0 |  |  | 0 |  | Not collected |  |  |  |  | Not Solar Ready | No | 16524 | Fair | 10 to 14 years | No | 2022 | 2022-07-07 | 10456 | 40.8204 | -73.9047 | 201 | 77 | 2004700 | 2026570030 | Melrose South-Mott Haven North
31 | FDNY | Engine Co. 264 and Ladder Co. 134, Engine Co. 328 | 16-17 Central Ave | Engine Co. 264 and Ladder Co. 134, Engine Co. 328; 16-17 Central Ave | Queens | Yes |  | 0 |  |  | 0 |  | Not collected |  |  |  |  | Not Solar Ready | No | 16550 | Poor | > 20 years | No | 2022 | 2022-07-07 | 11691 | 40.6049 | -73.7523 | 414 | 103202 | 4529057 | 4155590025 | Far Rockaway-Bayswater
22 | DOHMH | Prison Health Warehouse | 18-39 42nd St | Prison Health Warehouse; 18-39 42nd St | Queens | Yes |  | 0 |  |  | 0 |  | Not collected |  |  |  |  | Not Solar Ready | No | 16700 | Unknown | 15 to 19 years | No | 2022 | 2022-07-07 | 11105 | 40.7784 | -73.8966 | 401 | 12301 | 4015250 | 4007910016 | Steinway
33 | DOT | Williamsburg Bridge Carpenter Shop 1 | 352 Kent Ave | Williamsburg Bridge Carpenter Shop 1; 352 Kent Ave | Brooklyn | No |  | 0 |  |  | 0 |  | Not collected |  |  |  |  | Not Solar Ready | No | 16716 | Between Fair and Poor | Unknown | No | 2022 | 2022-07-07 | 11249 | 40.7126 | -73.9678 | 301 | 549 | 3335963 | 3024530001 | North Side-South Side
15 | DCLA | Farm Apartments | 2300 Southern Blvd | Farm Apartments; 2300 Southern Blvd | Bronx | Yes |  | 0 |  |  | 0 |  | Not collected |  |  |  |  | Not Solar Ready | No | 16750 | Fair | > 20 years | No | 2022 | 2022-07-07 | 10460 | 40.8506 | -73.8825 | 206 | 334 | 2116700 | 2031200020 | park-cemetery-etc-Bronx
9 | DEP | BWSO Manhattan Sewer Maintence Yard | 886 St Nicholas Ave | BWSO Manhattan Sewer Maintence Yard; 886 St Nicholas Ave | Manhattan | Yes |  | 0 |  |  | 0 |  | Not collected |  |  |  |  | Not Solar Ready | No | 16779 | Fair | > 20 years | No | 2022 | 2022-07-07 | 10032 | 40.8303 | -73.9416 | 109 | 23501 | 1075503 | 1020690026 | Hamilton Heights
21 | DPR | Allied Building II | 13 East Rd | Allied Building II; 13 East Rd | Queens | No |  | 0 |  |  | 0 |  | Not collected |  |  |  |  | Not Solar Ready | No | 16808 | Fair | 15 to 19 years | No | 2022 | 2022-07-07 | 11355 | 40.7539 | -73.8388 | 481 | 38302 | 4439847 | 4020180001 | park-cemetery-etc-Queens
47 | DCLA | Osborn Laboratories of Marine Sciences (OLMS) | 502 Surf Ave | Osborn Laboratories of Marine Sciences (OLMS); 502 Surf Ave | Brooklyn | Yes |  | 0 |  |  | 0 |  | Not collected |  |  |  |  | Not Solar Ready | No | 16945 | Poor | 15 to 19 years | No | 2022 | 2022-07-07 | 11224 | 40.5749 | -73.974 | 313 | 352 | 3397349 | 3086980001 | Seagate-Coney Island
4 | DPR | Delacorte Theatre | West Dr at 79th St Transverse | Delacorte Theatre; West Dr at 79th St Transverse | Manhattan | Yes |  | 0 |  |  | 0 |  | Not collected |  |  |  |  | Not Solar Ready | No | 16962 | Fair | Unknown | No | 2022 | 2022-07-07 | Unknown | Unknown | Unknown |  |  |  | Unknown | Unknown
0 | DEP | Water Supply Facility 2 | Grahamsville | Water Supply Facility 2; Grahamsville | Upstate | No |  | 0 |  |  | 0 |  | Not collected |  |  |  |  | Not Solar Ready | No | 17000 | Good | 10 to 14 years | Existing Cool Roof | 2022 | 2022-07-07 | Unknown | Unknown | Unknown |  |  |  | Unknown | Unknown
7 | DOHMH | Manhattanville Health Center | 21 Old Broadway | Manhattanville Health Center; 21 Old Broadway | Manhattan | Yes |  | 0 |  |  | 0 |  | Not collected |  |  |  |  | Not Solar Ready | No | 17000 | Unknown | 10 to 14 years | No | 2022 | 2022-07-07 | 10027 | 40.8156 | -73.9569 | 109 | 219 | 1059720 | 1019830003 | Manhattanville
35 | DHS | BRC Women's Shelter | 85 Lexington Ave | BRC Women's Shelter; 85 Lexington Ave | Brooklyn | No |  | 0 |  |  | 0 |  | Not collected |  |  |  |  | Not Solar Ready | No | 17000 | Unknown | Unknown | No | 2022 | 2022-07-07 | 11238 | 40.6868 | -73.9586 | 303 | 233 | 3056327 | 3019670068 | Bedford
38 | DPR | Sunset Park Recreation Center and Pool House | 4213-4215 7th Ave | Sunset Park Recreation Center and Pool House; 4213-4215 7th Ave | Brooklyn | No |  | 0 |  |  | 0 |  | Not collected |  |  |  |  | Not Solar Ready | No | 17000 | Fair | > 20 years | Existing Green Roof, Planned Green Roof | 2022 | 2022-07-07 | 11232 | 40.6468 | -74.0014 | 307 | 92 | 3018264 | 3009240005 | Sunset Park East
14 | CUNY | Butler Hall | 2018 Sedgwick Ave | Butler Hall; 2018 Sedgwick Ave | Bronx | No |  | 0 |  |  | 0 |  | Not collected |  |  |  |  | Not Solar Ready | No | 17028 | Poor | Unknown | No | 2022 | 2022-07-07 | 10453 | 40.8581 | -73.9158 | 205 | 249 | 2100242 | 2032220062 | University Heights-Morris Heights
14 | CUNY | MacCracken Hall | 181 Hall of Fame Ter | MacCracken Hall; 181 Hall of Fame Ter | Bronx | Yes |  | 0 |  |  | 0 |  | Not collected |  |  |  |  | Not Solar Ready | No | 17028 | Between Fair and Poor | Unknown | No | 2022 | 2022-07-07 | 10453 | 40.8593 | -73.9125 | 207 | 255 | 2090982 | 2032230050 | Kingsbridge Heights
25 | QPL | Jackson Heights Community Library | 35-51 81st St | Jackson Heights Community Library; 35-51 81st St | Queens | Yes |  | 0 |  |  | 0 |  | Not collected |  |  |  |  | Not Solar Ready | No | 17100 | Between Fair and Poor | > 20 years | No | 2022 | 2022-07-07 | 11372 | 40.7513 | -73.8855 | 403 | 283 | 4029693 | 4012810048 | Jackson Heights
35 | BPL | Bedford Branch Library and Learning Center | 496 Franklin Ave | Bedford Branch Library and Learning Center; 496 Franklin Ave | Brooklyn | Yes |  | 0 |  |  | 0 |  | Not collected |  |  |  |  | Not Solar Ready | No | 17184 | Between Fair and Poor | > 20 years | No | 2022 | 2022-07-07 | 11238 | 40.6817 | -73.9558 | 303 | 227 | 3057384 | 3019970032 | Clinton Hill
43 | DEP | Owl's Head WRRF - Pump and Power House 2 | 6700 Shore Rd | Owl's Head WRRF - Pump and Power House 2; 6700 Shore Rd | Brooklyn | No |  | 0 |  |  | 0 |  | Not collected |  |  |  |  | Not Solar Ready | No | 17188 | Fair | > 20 years | No | 2022 | 2022-07-07 | 11220 | 40.6418 | -74.0341 | 310 | 34 | 3391506 | 3058350001 | Bay Ridge
15 | FDNY | Engine Co. 48 and Ladder Co. 56, Division 7 | 2417 Webster Ave | Engine Co. 48 and Ladder Co. 56, Division 7; 2417 Webster Ave | Bronx | Yes |  | 0 |  |  | 0 |  | Not collected |  |  |  |  | Not Solar Ready | No | 17242 | Between Fair and Poor | 15 to 19 years | No | 2022 | 2022-07-07 | 10458 | 40.8594 | -73.8935 | 205 | 39902 | 2011061 | 2030250025 | Bedford Park-Fordham North
12 | DCAS | Bronx Neighborhood Building | 4101 White Plains Rd | Bronx Neighborhood Building; 4101 White Plains Rd | Bronx | Yes |  | 0 |  |  | 0 |  | Not collected |  |  |  |  | Not Solar Ready | No | 17364 | Poor | 15 to 19 years | No | 2022 | 2022-07-07 | 10466 | 40.8907 | -73.8589 | 212 | 420 | 2063174 | 2048320009 | Williamsbridge-Olinville
33 | HHC | Bedford Stuyvesant Alcohol Treatment Center | 722 Myrtle Ave | Bedford Stuyvesant Alcohol Treatment Center; 722 Myrtle Ave | Brooklyn | Yes |  | 0 |  |  | 0 |  | Not collected |  |  |  |  | Not Solar Ready | No | 17400 | Between Good and Fair | 10 to 14 years | No | 2022 | 2022-07-07 | 11205 | 40.6948 | -73.9544 | 303 | 241 | 3329636 | 3017510025 | Bedford
10 | NYPL | Washington Heights Branch Library | 1000 St. Nicholas Ave | Washington Heights Branch Library; 1000 St. Nicholas Ave | Manhattan | Yes |  | 0 |  |  | 0 |  | Not collected |  |  |  |  | Not Solar Ready | No | 17497 | Fair | 15 to 19 years | No | 2022 | 2022-07-07 | 10032 | 40.8346 | -73.94 | 112 | 24301 | 1062551 | 1021090055 | Washington Heights South
8 | DEP | Wards Island WRRF - Residuals Handling Building | 7 Wards Island | Wards Island WRRF - Residuals Handling Building; 7 Wards Island | Manhattan | Yes |  | 0 |  |  | 0 |  | Not collected |  |  |  |  | Not Solar Ready | No | 17500 | Poor | > 20 years | No | 2022 | 2022-07-07 | 10035 | 40.7928 | -73.9228 | 111 | 240 | 1000000 | 1018190015 | park-cemetery-etc-Manhattan
49 | DCLA | Bldg C/Newhouse Center | 1000 Richmond Ter | Bldg C/Newhouse Center; 1000 Richmond Ter | Staten Island | No |  | 0 |  |  | 0 |  | Not collected |  |  |  |  | Not Solar Ready | No | 17500 | Poor | 5 to 9 years | No | 2022 | 2022-07-07 | 10310 | 40.6452 | -74.1047 | 501 | 97 | 5000000 | 5000760200 | West New Brighton-New Brighton-St. George
3 | NYPL | Hudson Park Branch Library | 66 Leroy St | Hudson Park Branch Library; 66 Leroy St | Manhattan | No |  | 0 |  |  | 0 |  | Not collected |  |  |  |  | Not Solar Ready | No | 17565 | Unknown | 15 to 19 years | No | 2022 | 2022-07-07 | 10014 | 40.7302 | -74.0052 | 102 | 67 | 1009760 | 1005820018 | West Village
3 | FDNY | Engine Co. 3 at Ladder Co. 12, Batt. 7 | 146 West 19th St | Engine Co. 3 at Ladder Co. 12, Batt. 7; 146 West 19th St | Manhattan | No |  | 0 |  |  | 0 |  | Not collected |  |  |  |  | Not Solar Ready | No | 17586 | Unknown | 10 to 14 years | No | 2022 | 2022-07-07 | 10011 | 40.741 | -73.996 | 104 | 87 | 1014723 | 1007940064 | Hudson Yards-Chelsea-Flatiron-Union Square
27 | ACS | Blanche Day Care Center | 109-60 202nd St | Blanche Day Care Center; 109-60 202nd St | Queens | Yes |  | 0 |  |  | 0 |  | Not collected |  |  |  |  | Not Solar Ready | No | 17590 | Good | 15 to 19 years | No | 2022 | 2022-07-07 | 11412 | 40.7061 | -73.7554 | 412 | 508 | 4234212 | 4109410206 | Hollis
19 | FDNY | Building 333 | 333 Pratt Ave | Building 333; 333 Pratt Ave | Queens | No |  | 0 |  |  | 0 |  | Not collected |  |  |  |  | Not Solar Ready | No | 17602 | Unknown | Unknown | No | 2022 | 2022-07-07 | 11359 | 40.7908 | -73.7739 | 407 | 999 | 4539834 | 4059170001 | Ft. Totten-Bay Terrace-Clearview
13 | HHC | Boiler House | 2025 Eastchester Rd | Boiler House; 2025 Eastchester Rd | Bronx | Yes |  | 0 |  |  | 0 |  | Not collected |  |  |  |  | Not Solar Ready | No | 17636 | Unknown | Unknown | No | 2022 | 2022-07-07 | 10461 | 40.854 | -73.8435 | 211 | 296 | 2097545 | 2042050040 | Pelham Parkway
30 | DSNY | Sanitation Police Enforcement | 51-15 Flushing Ave | Sanitation Police Enforcement; 51-15 Flushing Ave | Queens | No |  | 0 |  |  | 0 |  | Not collected |  |  |  |  | Not Solar Ready | No | 17700 | Poor | > 20 years | No | 2022 | 2022-07-07 | 11378 | 40.7136 | -73.9156 | 405 | 535 | 4462340 | 4026110447 | Maspeth
1 | DPR | Battery Park - Garage | 10 Battery Pl | Battery Park - Garage; 10 Battery Pl | Manhattan | No |  | 0 |  |  | 0 |  | Not collected |  |  |  |  | Not Solar Ready | No | 17739 | Unknown | Unknown | No | 2022 | 2022-07-07 | 10004 | 40.7049 | -74.0157 | 101 | 13 | 1077335 | 1000030001 | Battery Park City-Lower Manhattan
38 | FDNY | Engine Co. 201 and Ladder 114, Batt. 40 | 5113 4th Ave | Engine Co. 201 and Ladder 114, Batt. 40; 5113 4th Ave | Brooklyn | Yes |  | 0 |  |  | 0 |  | Not collected |  |  |  |  | Not Solar Ready | No | 17772 | Poor | > 20 years | No | 2022 | 2022-07-07 | 11220 | 40.6458 | -74.0133 | 307 | 78 | 3414005 | 3007990003 | Sunset Park West
6 | NYPL | St. Agnes Branch Library | 444 Amsterdam Ave | St. Agnes Branch Library; 444 Amsterdam Ave | Manhattan | No |  | 0 |  |  | 0 |  | Not collected |  |  |  |  | Not Solar Ready | No | 17792 | Fair | 10 to 14 years | No | 2022 | 2022-07-07 | 10024 | 40.7847 | -73.9772 | 107 | 167 | 1032683 | 1012290031 | Upper West Side
34 | DHS | Stockholm Street Family Residence | 103 Stockholm St | Stockholm Street Family Residence; 103 Stockholm St | Brooklyn | Yes |  | 0 |  |  | 0 |  | Not collected |  |  |  |  | Not Solar Ready | No | 17800 | Unknown | Unknown | No | 2022 | 2022-07-07 | 11221 | 40.6974 | -73.9249 | 304 | 421 | 3073772 | 3032430044 | Bushwick South
48 | CUNY | Temporary Building #5 | 2100 Oriental Blvd | Temporary Building #5; 2100 Oriental Blvd | Brooklyn | No |  | 0 |  |  | 0 |  | Not collected |  |  |  |  | Not Solar Ready | No | 17852 | Poor | Unknown | No | 2022 | 2022-07-07 | 11235 | 40.5781 | -73.9336 | 315 | 616 | 3398439 | 3087600060 | Sheepshead Bay-Gerritsen Beach-Manhattan Beach
48 | DOHMH | Homecrest Health Center | 1601 Avenue S | Homecrest Health Center; 1601 Avenue S | Brooklyn | No |  | 0 |  |  | 0 |  | Not collected |  |  |  |  | Not Solar Ready | No | 17919 | Poor | 5 to 9 years | No | 2022 | 2022-07-07 | 11229 | 40.6036 | -73.9562 | 315 | 558 | 3184035 | 3068210142 | Madison
1 | HHC | Judson Health Center | 34 Spring St | Judson Health Center; 34 Spring St | Manhattan | Yes |  | 0 |  |  | 0 |  | Not collected |  |  |  |  | Not Solar Ready | No | 18000 | Poor | 15 to 19 years | No | 2022 | 2022-07-07 | 10012 | 40.7217 | -73.9957 | 102 | 41 | 1007180 | 1004800021 | SoHo-TriBeCa-Civic Center-Little Italy
8 | DOE | M107 | 1680 Lexington Ave | M107; 1680 Lexington Ave | Manhattan | Yes |  | 0 |  |  | 0 |  | Not collected |  |  |  |  | Not Solar Ready | No | 18000 | Fair | 10 to 14 years | No | 2022 | 2022-07-07 | 10029 | 40.7919 | -73.9466 | 111 | 172 | 1051991 | 1016330013 | East Harlem South
8 | DEP | Wards Island WRRF - E Battery Control | 7 Wards Island | Wards Island WRRF - E Battery Control; 7 Wards Island | Manhattan | Yes |  | 0 |  |  | 0 |  | Not collected |  |  |  |  | Not Solar Ready | No | 18000 | Between Good and Fair | 10 to 14 years | No | 2022 | 2022-07-07 | 10035 | 40.7928 | -73.9228 | 111 | 240 | 1000000 | 1018190015 | park-cemetery-etc-Manhattan
20 | DCLA | Flushing Town Hall | 137-35 Northern Blvd | Flushing Town Hall; 137-35 Northern Blvd | Queens | Yes |  | 0 |  |  | 0 |  | Not collected |  |  |  |  | Not Solar Ready | No | 18000 | Good | > 20 years | No | 2022 | 2022-07-07 | 11354 | 40.7635 | -73.83 | 407 | 869 | 4112147 | 4049600001 | Flushing
27 | QPL | Cambria Heights Community Library | 218-13 Linden Blvd | Cambria Heights Community Library; 218-13 Linden Blvd | Queens | Yes |  | 0 |  |  | 0 |  | Not collected |  |  |  |  | Not Solar Ready | No | 18000 | Good | 15 to 19 years | Planned Green Roof | 2022 | 2022-07-07 | 11411 | 40.6955 | -73.7414 | 413 | 598 | 4536041 | 4113190001 | Cambria Heights
34 | DOE | Q848 | 511 Seneca Ave | Q848; 511 Seneca Ave | Queens | No |  | 0 |  |  | 0 |  | Not collected |  |  |  |  | Not Solar Ready | No | 18000 | Poor | > 20 years | No | 2022 | 2022-07-07 | 11385 | 40.7053 | -73.9119 | 405 | 545 | 4081987 | 4034340001 | Ridgewood
42 | DHS | Rose McCarthy Family Residence | 882 Dumont Ave | Rose McCarthy Family Residence; 882 Dumont Ave | Brooklyn | Yes |  | 0 |  |  | 0 |  | Not collected |  |  |  |  | Not Solar Ready | No | 18000 | Unknown | Unknown | No | 2022 | 2022-07-07 | 11207 | 40.6675 | -73.8859 | 305 | 1124 | 3090429 | 3040770024 | East New York
44 | NYPD | 70th Precinct | 154 Lawrence Ave | 70th Precinct; 154 Lawrence Ave | Brooklyn | Yes |  | 0 |  |  | 0 |  | Not collected |  |  |  |  | Not Solar Ready | No | 18000 | Good | > 20 years | No | 2022 | 2022-07-07 | 11230 | 40.6306 | -73.9737 | 314 | 480 | 3127902 | 3054230021 | Flatbush
34 | DPR | Metropolitan Pool and Fitness Center | 261 Bedford Ave | Metropolitan Pool and Fitness Center; 261 Bedford Ave | Brooklyn | No |  | 0 |  |  | 0 |  | Not collected |  |  |  |  | Not Solar Ready | No | 18200 | Fair | > 20 years | Planned Green Roof | 2022 | 2022-07-07 | 11211 | 40.715 | -73.9607 | 301 | 553 | 3062457 | 3023660004 | North Side-South Side
29 | NYPD | 102nd Precinct | 87-30 118th St | 102nd Precinct; 87-30 118th St | Queens | Yes |  | 0 |  |  | 0 |  | Not collected |  |  |  |  | Not Solar Ready | No | 18225 | Poor | 10 to 14 years | No | 2022 | 2022-07-07 | 11418 | 40.6993 | -73.8316 | 409 | 122 | 4195880 | 4093270021 | Richmond Hill
16 | NYPD | 44th Precinct | 1278 Sedgwick Ave | 44th Precinct; 1278 Sedgwick Ave | Bronx | Yes |  | 0 |  |  | 0 |  | Not collected |  |  |  |  | Not Solar Ready | No | 18265 | Between Fair and Poor | 15 to 19 years | No | 2022 | 2022-07-07 | 10452 | 40.8403 | -73.9285 | 204 | 201 | 2003522 | 2025300021 | Highbridge
19 | NYPD | Harbor Unit Launch | 14th Ave at Powells Cove Blvd | Harbor Unit Launch; 14th Ave at Powells Cove Blvd | Queens | Yes |  | 0 |  |  | 0 |  | Not collected |  |  |  |  | Not Solar Ready | No | 18300 | Poor | Unknown | No | 2022 | 2022-07-07 | Unknown | Unknown | Unknown |  |  |  | Unknown | Unknown
27 | DCLA | JCAL, Jamaica Performing Arts Center | 153-10 Jamaica Ave | JCAL, Jamaica Performing Arts Center; 153-10 Jamaica Ave | Queens | Yes |  | 0 |  |  | 0 |  | Not collected |  |  |  |  | Not Solar Ready | No | 18310 | Good | 10 to 14 years | No | 2022 | 2022-07-07 | 11432 | 40.7028 | -73.802 | 412 | 240 | 4315254 | 4100970010 | Jamaica
15 | DCLA | Jungle World | 2300 Southern Blvd | Jungle World; 2300 Southern Blvd | Bronx | Yes |  | 0 |  |  | 0 |  | Not collected |  |  |  |  | Not Solar Ready | No | 18350 | Good | > 20 years | No | 2022 | 2022-07-07 | 10460 | 40.8506 | -73.8825 | 206 | 334 | 2116700 | 2031200020 | park-cemetery-etc-Bronx
8 | FDNY | Building 7 - Mask Services Unit | 4 Cammarata Ave | Building 7 - Mask Services Unit; 4 Cammarata Ave | Manhattan | Yes |  | 0 |  |  | 0 |  | Not collected |  |  |  |  | Not Solar Ready | No | 18359 | Between Good and Fair | Unknown | No | 2022 | 2022-07-07 | 10035 | 40.7912 | -73.9174 | 111 | 240 | 1088013 | 1018190040 | park-cemetery-etc-Manhattan
26 | DOT | Streetlighting Warehouse | 46-01 37th Ave | Streetlighting Warehouse; 46-01 37th Ave | Queens | No |  | 0 |  |  | 0 |  | Not collected |  |  |  |  | Not Solar Ready | No | 18472 | Fair | Unknown | No | 2022 | 2022-07-07 | 11101 | 40.7509 | -73.9169 | 401 | 171 | 4616548 | 4001430028 | Hunters Point-Sunnyside-West Maspeth
33 | NYPD | 94th Precinct | 100 Meserole Ave | 94th Precinct; 100 Meserole Ave | Brooklyn | No |  | 0 |  |  | 0 |  | Not collected |  |  |  |  | Not Solar Ready | No | 18500 | Fair | 15 to 19 years | No | 2022 | 2022-07-07 | 11222 | 40.727 | -73.953 | 301 | 561 | 3065578 | 3026190001 | Greenpoint
32 | DEP | Rockaway WRRF - New Digester Building | 106-21 Beach Channel Dr | Rockaway WRRF - New Digester Building; 106-21 Beach Channel Dr | Queens | No |  | 0 |  |  | 0 |  | Not collected |  |  |  |  | Not Solar Ready | No | 18560 | Between Good and Fair | Unknown | No | 2022 | 2022-07-07 | 11694 | 40.5841 | -73.8294 | 414 | 938 | 4539810 | 4161620003 | Breezy Point-Belle Harbor-Rockaway Park-Broad Channel
35 | NYPD | 88th Precinct | 298 Classon Ave | 88th Precinct; 298 Classon Ave | Brooklyn | Yes |  | 0 |  |  | 0 |  | Not collected |  |  |  |  | Not Solar Ready | No | 18600 | Poor | > 20 years | No | 2022 | 2022-07-07 | 11205 | 40.6903 | -73.9603 | 302 | 193 | 3055379 | 3019330121 | Clinton Hill
47 | DCLA | Aqua Theater | 520 Surf Ave | Aqua Theater; 520 Surf Ave | Brooklyn | Yes |  | 0 |  |  | 0 |  | Not collected |  |  |  |  | Not Solar Ready | No | 18720 | Unknown | Unknown | No | 2022 | 2022-07-07 | 11224 | 40.5749 | -73.9743 | 313 | 352 | 3421602 | 3086980001 | Seagate-Coney Island
48 | DEP | Coney Island WRRF - Pump & Power House A1 | 2591 Kpp St | Coney Island WRRF - Pump & Power House A1; 2591 Kpp St | Brooklyn | No |  | 0 |  |  | 0 |  | Not collected |  |  |  |  | Not Solar Ready | No | 18750 | Fair | > 20 years | No | 2022 | 2022-07-07 | Unknown | Unknown | Unknown |  |  |  | Unknown | Unknown
34 | FDNY | Greenpoint EMT Station | 332 Metropolitan Ave | Greenpoint EMT Station; 332 Metropolitan Ave | Brooklyn | No |  | 0 |  |  | 0 |  | Not collected |  |  |  |  | Not Solar Ready | No | 18758 | Poor | 5 to 9 years | No | 2022 | 2022-07-07 | 11211 | 40.7143 | -73.9569 | 301 | 519 | 3391565 | 3023680012 | North Side-South Side
15 | NYPL | Grand Concourse Branch Library | 155 East 173rd St | Grand Concourse Branch Library; 155 East 173rd St | Bronx | Yes |  | 0 |  |  | 0 |  | Not collected |  |  |  |  | Not Solar Ready | No | 18874 | Fair | 15 to 19 years | No | 2022 | 2022-07-07 | 10457 | 40.8438 | -73.9102 | 204 | 22703 | 2007870 | 2028240034 | Mount Hope
0 | DEP | Water Supply Facility | Margaretville | Water Supply Facility; Margaretville | Upstate | No |  | 0 |  |  | 0 |  | Not collected |  |  |  |  | Not Solar Ready | No | 18894 | Good | > 20 years | No | 2022 | 2022-07-07 | Unknown | Unknown | Unknown |  |  |  | Unknown | Unknown
49 | DCLA | Bldg R/Great Hall | 1000 Richmond Ter | Bldg R/Great Hall; 1000 Richmond Ter | Staten Island | No |  | 0 |  |  | 0 |  | Not collected |  |  |  |  | Not Solar Ready | No | 18900 | Poor | Unknown | No | 2022 | 2022-07-07 | 10310 | 40.6452 | -74.1047 | 501 | 97 | 5000000 | 5000760200 | West New Brighton-New Brighton-St. George
19 | DPR | Fort Totten Campus: Building 208 | 208 Totten Ave | Fort Totten Campus: Building 208; 208 Totten Ave | Queens | No |  | 0 |  |  | 0 |  | Not collected |  |  |  |  | Not Solar Ready | No | 18988 | Between Fair and Poor | 15 to 19 years | No | 2022 | 2022-07-07 | 11359 | 40.7924 | -73.7776 | 407 | 999 | 4539849 | 4059170001 | Ft. Totten-Bay Terrace-Clearview
31 | NYPD | Queens South Task Force | 244-04 North Conduit Ave | Queens South Task Force; 244-04 North Conduit Ave | Queens | Yes |  | 0 |  |  | 0 |  | Not collected |  |  |  |  | Not Solar Ready | No | 19024 | Between Fair and Poor | 15 to 19 years | No | 2022 | 2022-07-07 | 11422 | 40.6666 | -73.7335 | 413 | 654 | 4518258 | 4132650030 | Rosedale
32 | NYPD | 106th Precinct | 103-53 101st St | 106th Precinct; 103-53 101st St | Queens | Yes |  | 0 |  |  | 0 |  | Not collected |  |  |  |  | Not Solar Ready | No | 19044 | Between Fair and Poor | 15 to 19 years | No | 2022 | 2022-07-07 | 11417 | 40.6823 | -73.84 | 410 | 112 | 4201325 | 4095050061 | Richmond Hill
30 | NYPD | 104th Precinct | 64-2 Catalpa Ave | 104th Precinct; 64-2 Catalpa Ave | Queens | No |  | 0 |  |  | 0 |  | Not collected |  |  |  |  | Not Solar Ready | No | 19075 | Fair | 10 to 14 years | No | 2022 | 2022-07-07 | 11385 | 40.7044 | -73.8937 | 405 | 581 | 4088186 | 4036320001 | Ridgewood
48 | CUNY | Temporary Building #1 (UAPC) | 2085 Oriental Blvd | Temporary Building #1 (UAPC); 2085 Oriental Blvd | Brooklyn | No |  | 0 |  |  | 0 |  | Not collected |  |  |  |  | Not Solar Ready | No | 19200 | Poor | Unknown | No | 2022 | 2022-07-07 | 11235 | 40.5781 | -73.933 | 315 | 616 | 3397337 | 3087600060 | Sheepshead Bay-Gerritsen Beach-Manhattan Beach
49 | DCLA | Snug Harbor Campus Bldg B | 1000 Richmond Ter | Snug Harbor Campus Bldg B; 1000 Richmond Ter | Staten Island | No |  | 0 |  |  | 0 |  | Not collected |  |  |  |  | Not Solar Ready | No | 19200 | Unknown | Unknown | No | 2022 | 2022-07-07 | 10310 | 40.6452 | -74.1047 | 501 | 97 | 5000000 | 5000760200 | West New Brighton-New Brighton-St. George
22 | DOC | Rikers Island Laundry Facility | Rikers Island | Rikers Island Laundry Facility; Rikers Island | Bronx | No |  | 0 |  |  | 0 |  | Not collected |  |  |  |  | Not Solar Ready | No | 19350 | Poor | > 20 years | No | 2022 | 2022-07-07 | 11370 | 40.7906 | -73.8819 | 401 | 1 | 2000000 | 2026050040 | Rikers Island
19 | DEP | Tallman Island WRRF - Screen Building | 127-01 Powells Cove Blvd | Tallman Island WRRF - Screen Building; 127-01 Powells Cove Blvd | Queens | Yes |  | 0 |  |  | 0 |  | Not collected |  |  |  |  | Not Solar Ready | No | 19377 | Poor | > 20 years | No | 2022 | 2022-07-07 | 11356 | 40.7939 | -73.8405 | 407 | 939 | 4453834 | 4039250001 | College Point
1 | FDNY | Engine Co. 7 at Ladder Co. 1, Batt. 1 | 100 Duane St | Engine Co. 7 at Ladder Co. 1, Batt. 1; 100 Duane St | Manhattan | No |  | 0 |  |  | 0 |  | Not collected |  |  |  |  | Not Solar Ready | No | 19381 | Unknown | 10 to 14 years | No | 2022 | 2022-07-07 | 10007 | 40.7155 | -74.0059 | 101 | 33 | 1001647 | 1001500025 | SoHo-TriBeCa-Civic Center-Little Italy
31 | DOE | Q106 | 180 Beach 35 St | Q106; 180 Beach 35 St | Queens | Yes |  | 0 |  |  | 0 |  | Not collected |  |  |  |  | Not Solar Ready | No | 19385 | Fair | > 20 years | No | 2022 | 2022-07-07 | 11691 | 40.5938 | -73.7672 | 414 | 992 | 4441244 | 4158610035 | Hammels-Arverne-Edgemere
39 | BPL | Borough Park Branch Library | 1265 43rd St | Borough Park Branch Library; 1265 43rd St | Brooklyn | Yes |  | 0 |  |  | 0 |  | Not collected |  |  |  |  | Not Solar Ready | No | 19594 | Between Fair and Poor | > 20 years | No | 2022 | 2022-07-07 | 11219 | 40.6389 | -73.9895 | 312 | 224 | 3135907 | 3055980048 | Borough Park
51 | FDNY | Engine Co. 168 | 1100 Rossville Ave | Engine Co. 168; 1100 Rossville Ave | Staten Island | Yes |  | 0 |  |  | 0 |  | Not collected |  |  |  |  | Not Solar Ready | No | 19610 | Unknown | 15 to 19 years | No | 2022 | 2022-07-07 | 10309 | 40.554 | -74.2128 | 503 | 20801 | 5154879 | 5070670252 | Rossville-Woodrow
1 | NYPL | Seward Park Branch Library | 192 East Broadway | Seward Park Branch Library; 192 East Broadway | Manhattan | No |  | 0 |  |  | 0 |  | Not collected |  |  |  |  | Not Solar Ready | No | 19681 | Fair | > 20 years | No | 2022 | 2022-07-07 | 10002 | 40.7142 | -73.9887 | 103 | 1401 | 1004053 | 1003110031 | Lower East Side
4 | DPR | Asser Levy Recreation Center and Pool | East 23rd St at FDR Dr | Asser Levy Recreation Center and Pool; East 23rd St at FDR Dr | Manhattan | Yes |  | 0 |  |  | 0 |  | Not collected |  |  |  |  | Not Solar Ready | No | 19806 | Fair | > 20 years | Planned Green Roof | 2022 | 2022-07-07 | Unknown | Unknown | Unknown |  |  |  | Unknown | Unknown
44 | BPL | Mapleton Branch Library | 1703 60th St | Mapleton Branch Library; 1703 60th St | Brooklyn | Yes |  | 0 |  |  | 0 |  | Not collected |  |  |  |  | Not Solar Ready | No | 19821 | Unknown | 15 to 19 years | No | 2022 | 2022-07-07 | 11204 | 40.6232 | -73.9891 | 312 | 244 |  | Unknown | Borough Park
21 | DPR | Allied Building I | 15 East Rd | Allied Building I; 15 East Rd | Queens | No |  | 0 |  |  | 0 |  | Not collected |  |  |  |  | Not Solar Ready | No | 19836 | Fair | 15 to 19 years | No | 2022 | 2022-07-07 | 11355 | 40.754 | -73.8385 | 481 | 38302 | 4541447 | 4020180001 | park-cemetery-etc-Queens
31 | FDNY | Engine Co. 265 and Ladder 121, Batt. 47, EMS 47 | 303 Beach 49th St | Engine Co. 265 and Ladder 121, Batt. 47, EMS 47; 303 Beach 49th St | Queens | Yes |  | 0 |  |  | 0 |  | Not collected |  |  |  |  | Not Solar Ready | No | 19958 | Poor | 10 to 14 years | No | 2022 | 2022-07-07 | 11691 | 40.5936 | -73.7798 | 414 | 97204 |  | Unknown | Hammels-Arverne-Edgemere
6 | DPR | Gertrude Ederle Recreation Center | 232 West 60th St | Gertrude Ederle Recreation Center; 232 West 60th St | Manhattan | No |  | 0 |  |  | 0 |  | Not collected |  |  |  |  | Not Solar Ready | No | 20000 | Fair | > 20 years | Planned Green Roof | 2022 | 2022-07-07 | 10023 | 40.7717 | -73.9888 | 107 | 147 | 1086545 | 1011510015 | Lincoln Square
6 | DPR | Manhattan Parks Shop and Garage | Mid Central Park at West 86th Transverse Rd | Manhattan Parks Shop and Garage; Mid Central Park at West 86th Transverse Rd | Manhattan | Yes |  | 0 |  |  | 0 |  | Not collected |  |  |  |  | Not Solar Ready | No | 20000 | Fair | > 20 years | No | 2022 | 2022-07-07 | 10000 | 40.7823 | -73.9652 | 164 | 143 | 1000000 | 1011110001 | park-cemetery-etc-Manhattan
8 | DEP | Wards Island WRRF - Marine Building | 7 Wards Island | Wards Island WRRF - Marine Building; 7 Wards Island | Manhattan | Yes |  | 0 |  |  | 0 |  | Not collected |  |  |  |  | Not Solar Ready | No | 20000 | Unknown | > 20 years | No | 2022 | 2022-07-07 | 10035 | 40.7928 | -73.9228 | 111 | 240 | 1000000 | 1018190015 | park-cemetery-etc-Manhattan
17 | ACS | La Peninsula Head Start Program | 1054 Intervale Ave | La Peninsula Head Start Program; 1054 Intervale Ave | Bronx | Yes |  | 0 |  |  | 0 |  | Not collected |  |  |  |  | Not Solar Ready | No | 20000 | Between Good and Fair | 15 to 19 years | No | 2022 | 2022-07-07 | 10459 | 40.8248 | -73.8968 | 202 | 131 | 2005481 | 2027050009 | Longwood
22 | DOC | Buildings 3&4 | Rikers Island | Buildings 3&4; Rikers Island | Bronx | No |  | 0 |  |  | 0 |  | Not collected |  |  |  |  | Not Solar Ready | No | 20000 | Poor | > 20 years | No | 2022 | 2022-07-07 | 11370 | 40.7906 | -73.8819 | 401 | 1 | 2000000 | 2026050040 | Rikers Island
22 | DOC | Modules OO & PP/ (11&12) | Rikers Island | Modules OO & PP/ (11&12); Rikers Island | Bronx | No |  | 0 |  |  | 0 |  | Not collected |  |  |  |  | Not Solar Ready | No | 20000 | Poor | > 20 years | No | 2022 | 2022-07-07 | 11370 | 40.7906 | -73.8819 | 401 | 1 | 2000000 | 2026050040 | Rikers Island
22 | DOC | Modules WW & XX/ (7&8) | Rikers Island | Modules WW & XX/ (7&8); Rikers Island | Bronx | No |  | 0 |  |  | 0 |  | Not collected |  |  |  |  | Not Solar Ready | No | 20000 | Poor | > 20 years | No | 2022 | 2022-07-07 | 11370 | 40.7906 | -73.8819 | 401 | 1 | 2000000 | 2026050040 | Rikers Island
49 | DCLA | B-C Hyphen | 1000B Richmond Ter | B-C Hyphen; 1000B Richmond Ter | Staten Island | No |  | 0 |  |  | 0 |  | Not collected |  |  |  |  | Not Solar Ready | No | 20000 | Unknown | Unknown | No | 2022 | 2022-07-07 | 10310 | 40.6452 | -74.1047 | 501 | 97 | 5113028 | 5000760200 | West New Brighton-New Brighton-St. George
49 | DCLA | Bldg D/Noble Collection | 1000 Richmond Ter | Bldg D/Noble Collection; 1000 Richmond Ter | Staten Island | No |  | 0 |  |  | 0 |  | Not collected |  |  |  |  | Not Solar Ready | No | 20000 | Good | Unknown | No | 2022 | 2022-07-07 | 10310 | 40.6452 | -74.1047 | 501 | 97 | 5000000 | 5000760200 | West New Brighton-New Brighton-St. George
3 | NYPD | 10th Precinct | 230 West 20th St | 10th Precinct; 230 West 20th St | Manhattan | No |  | 0 |  |  | 0 |  | Not collected |  |  |  |  | Not Solar Ready | No | 20110 | Poor | > 20 years | No | 2022 | 2022-07-07 | 10011 | 40.7427 | -73.9981 | 104 | 87 | 1013994 | 1007690055 | Hudson Yards-Chelsea-Flatiron-Union Square
15 | DCLA | Aquatic Bird House | 2300 Southern Blvd | Aquatic Bird House; 2300 Southern Blvd | Bronx | Yes |  | 0 |  |  | 0 |  | Not collected |  |  |  |  | Not Solar Ready | No | 20110 | Poor | Unknown | No | 2022 | 2022-07-07 | 10460 | 40.8506 | -73.8825 | 206 | 334 | 2116700 | 2031200020 | park-cemetery-etc-Bronx
16 | ACS | Children Pride Early Learning Center | 800 Concourse Village East | Children Pride Early Learning Center; 800 Concourse Village East | Bronx | Yes |  | 0 |  |  | 0 |  | Not collected |  |  |  |  | Not Solar Ready | No | 20160 | Poor | > 20 years | No | 2022 | 2022-07-07 | 10451 | 40.8239 | -73.9194 | 204 | 173 | 2001910 | 2024200040 | East Concourse-Concourse Village
7 | NYPL | Hamilton Grange Branch Library | 503 West 145th St | Hamilton Grange Branch Library; 503 West 145th St | Manhattan | Yes |  | 0 |  |  | 0 |  | Not collected |  |  |  |  | Not Solar Ready | No | 20403 | Poor | 15 to 19 years | No | 2022 | 2022-07-07 | 10031 | 40.8254 | -73.948 | 109 | 229 | 1061938 | 1020770026 | Hamilton Heights
42 | DOHMH | Animal Shelter - Brooklyn | 2336 Linden Blvd | Animal Shelter - Brooklyn; 2336 Linden Blvd | Brooklyn | Yes |  | 0 |  |  | 0 |  | Not collected |  |  |  |  | Not Solar Ready | No | 20500 | Unknown | 15 to 19 years | No | 2022 | 2022-07-07 | 11208 | 40.6643 | -73.8773 | 305 | 1116 | 3097756 | 3043630001 | East New York
32 | NYPD | 100th Precinct | 92-24 Rockaway Beach Blvd | 100th Precinct; 92-24 Rockaway Beach Blvd | Queens | Yes |  | 0 |  |  | 0 |  | Not collected |  |  |  |  | Not Solar Ready | No | 20710 | Poor | 10 to 14 years | No | 2022 | 2022-07-07 | 11693 | 40.5863 | -73.8158 | 414 | 94202 | 4445329 | 4161270001 | Hammels-Arverne-Edgemere
3 | NYPL | Jefferson Market Branch Library | 425 6th Ave | Jefferson Market Branch Library; 425 6th Ave | Manhattan | No |  | 0 |  |  | 0 |  | Not collected |  |  |  |  | Not Solar Ready | No | 20735 | Between Fair and Poor | > 20 years | No | 2022 | 2022-07-07 | 10011 | 40.7343 | -73.9991 | 102 | 71 | 1082668 | 1006060001 | West Village
30 | DOE | Q878 | 63-25 69th St | Q878; 63-25 69th St | Queens | No |  | 0 |  |  | 0 |  | Not collected |  |  |  |  | Not Solar Ready | No | 20760 | Fair | > 20 years | No | 2022 | 2022-07-07 | 11379 | 40.7151 | -73.8874 | 405 | 659 | 4070411 | 4030250038 | Middle Village
23 | CUNY | C Building | 222-03 56th Ave | C Building; 222-03 56th Ave | Queens | Yes |  | 0 |  |  | 0 |  | Not collected |  |  |  |  | Not Solar Ready | No | 20804 | Between Fair and Poor | Unknown | No | 2022 | 2022-07-07 | 11364 | 40.7535 | -73.758 | 411 | 138501 | 4439439 | 4074900002 | Oakland Gardens
15 | DCLA | Harriet Barnes Pratt Library Wing | 2674 Dr. Theodore Kazimiroff Blvd | Harriet Barnes Pratt Library Wing; 2674 Dr. Theodore Kazimiroff Blvd | Bronx | Yes |  | 0 |  |  | 0 |  | Not collected |  |  |  |  | Not Solar Ready | No | 20950 | Good | > 20 years | No | 2022 | 2022-07-07 | 10458 | 40.8626 | -73.8825 | 227 | 334 |  | Unknown | park-cemetery-etc-Bronx
31 | DHS | Springfield Family Residence | 146-80 Guy R. Brewer Blvd | Springfield Family Residence; 146-80 Guy R. Brewer Blvd | Queens | Yes |  | 0 |  |  | 0 |  | Not collected |  |  |  |  | Not Solar Ready | No | 21000 | Unknown | Unknown | No | 2022 | 2022-07-07 | 11434 | 40.6608 | -73.768 | 413 | 320 | 4430508 | 4133070091 | Springfield Gardens South-Brookville
35 | DCLA | Brooklyn Botanic Garden Palm House | 1000 Washington Ave | Brooklyn Botanic Garden Palm House; 1000 Washington Ave | Brooklyn | No |  | 0 |  |  | 0 |  | Not collected |  |  |  |  | Not Solar Ready | No | 21000 | Good | Unknown | No | 2022 | 2022-07-07 | 11225 | 40.6675 | -73.9618 | 355 | 177 | 3337842 | 3011830001 | park-cemetery-etc-Brooklyn
35 | DCLA | Visitor Center | 1000 Washington Ave | Visitor Center; 1000 Washington Ave | Brooklyn | No |  | 0 |  |  | 0 |  | Not collected |  |  |  |  | Not Solar Ready | No | 21000 | Good | Unknown | No | 2022 | 2022-07-07 | 11225 | 40.6675 | -73.9618 | 355 | 177 | 3337842 | 3011830001 | park-cemetery-etc-Brooklyn
47 | DCLA | Operations Building | 820 Surf Ave | Operations Building; 820 Surf Ave | Brooklyn | Yes |  | 0 |  |  | 0 |  | Not collected |  |  |  |  | Not Solar Ready | No | 21037 | Fair | 15 to 19 years | No | 2022 | 2022-07-07 | 11224 | 40.5753 | -73.977 | 313 | 352 | 3245159 | 3086970008 | Seagate-Coney Island
9 | HHC | Sydenham Health Center | 264 West 118th St | Sydenham Health Center; 264 West 118th St | Manhattan | Yes |  | 0 |  |  | 0 |  | Not collected |  |  |  |  | Not Solar Ready | No | 21081 | Poor | > 20 years | No | 2022 | 2022-07-07 | 10026 | 40.8053 | -73.9534 | 110 | 218 | 1058399 | 1019230053 | Central Harlem South
1 | DSNY | Manhattan 3B Garage | 80 Henry St | Manhattan 3B Garage; 80 Henry St | Manhattan | Yes |  | 0 |  |  | 0 |  | Not collected |  |  |  |  | Not Solar Ready | No | 21110 | Poor | > 20 years | No | 2022 | 2022-07-07 | 10002 | 40.7131 | -73.9938 | 103 | 8 | 1079607 | 1002750003 | Chinatown
16 | DSNY | Bronx 5 District Garage | 1331 Cromwell Ave | Bronx 5 District Garage; 1331 Cromwell Ave | Bronx | Yes |  | 0 |  |  | 0 |  | Not collected |  |  |  |  | Not Solar Ready | No | 21126 | Between Fair and Poor | > 20 years | No | 2022 | 2022-07-07 | 10452 | 40.8393 | -73.9206 | 204 | 219 | 2008640 | 2028710077 | Highbridge
48 | DEP | Coney Island WRRF - Sludge & Digester Gas Storage Facility A1 | 2591 Kpp St | Coney Island WRRF - Sludge & Digester Gas Storage Facility A1; 2591 Kpp St | Brooklyn | No |  | 0 |  |  | 0 |  | Not collected |  |  |  |  | Not Solar Ready | No | 21250 | Fair | > 20 years | No | 2022 | 2022-07-07 | Unknown | Unknown | Unknown |  |  |  | Unknown | Unknown
28 | HRA | South Jamaica Multi Service Center (owned) | 114-02 Guy R. Brewer Blvd | South Jamaica Multi Service Center (owned); 114-02 Guy R. Brewer Blvd | Queens | Yes |  | 0 |  |  | 0 |  | Not collected |  |  |  |  | Not Solar Ready | No | 21255 | Between Good and Fair | 10 to 14 years | No | 2022 | 2022-07-07 | 11434 | 40.6886 | -73.7856 | 412 | 276 | 4264631 | 4122000052 | Baisley Park
15 | NYPL | Belmont Branch Library | 610 East 186th St | Belmont Branch Library; 610 East 186th St | Bronx | Yes |  | 0 |  |  | 0 |  | Not collected |  |  |  |  | Not Solar Ready | No | 21267 | Poor | Unknown | No | 2022 | 2022-07-07 | 10458 | 40.8545 | -73.8878 | 206 | 391 | 2012129 | 2030730020 | Belmont
15 | DCLA | Wildlife Health Center | 2300 Southern Blvd | Wildlife Health Center; 2300 Southern Blvd | Bronx | Yes |  | 0 |  |  | 0 |  | Not collected |  |  |  |  | Not Solar Ready | No | 21320 | Fair | > 20 years | No | 2022 | 2022-07-07 | 10460 | 40.8506 | -73.8825 | 206 | 334 | 2116700 | 2031200020 | park-cemetery-etc-Bronx
13 | DOHMH | Westchester Health Center | 2527 Glebe Ave | Westchester Health Center; 2527 Glebe Ave | Bronx | Yes |  | 0 |  |  | 0 |  | Not collected |  |  |  |  | Not Solar Ready | No | 21364 | Unknown | 15 to 19 years | No | 2022 | 2022-07-07 | 10461 | 40.841 | -73.8464 | 210 | 200 | 2041911 | 2039860034 | Van Nest-Morris Park-Westchester Square
41 | FDNY | Rescue 2 | 1815 Sterling Pl | Rescue 2; 1815 Sterling Pl | Brooklyn | No |  | 0 |  |  | 0 |  | Not collected |  |  |  |  | Not Solar Ready | No | 21391 | Good | Unknown | No | 2022 | 2022-07-07 | 11233 | 40.6708 | -73.9187 | 316 | 363 | 3000000 | 3014670022 | Ocean Hill
14 | CUNY | Language Hall | 2050 Sedgwick Ave | Language Hall; 2050 Sedgwick Ave | Bronx | No |  | 0 |  |  | 0 |  | Not collected |  |  |  |  | Not Solar Ready | No | 21413 | Between Fair and Poor | Unknown | No | 2022 | 2022-07-07 | 10453 | 40.8589 | -73.9151 | 205 | 249 | 2096464 | 2032220062 | University Heights-Morris Heights
15 | FDNY | BX Boro Command, District Office and Communications | 453 East 176th St | BX Boro Command, District Office and Communications; 453 East 176th St | Bronx | Yes |  | 0 |  |  | 0 |  | Not collected |  |  |  |  | Not Solar Ready | No | 21479 | Poor | 10 to 14 years | No | 2022 | 2022-07-07 | 10457 | 40.8462 | -73.8994 | 206 | 395 | 2009541 | 2029090040 | Claremont-Bathgate
49 | DCAS | Staten Island Supreme Court | 18 Richmond Ter | Staten Island Supreme Court; 18 Richmond Ter | Staten Island | Yes |  | 0 |  |  | 0 |  | Not collected |  |  |  |  | Not Solar Ready | No | 21500 | Fair | > 20 years | No | 2022 | 2022-07-07 | 10301 | 40.643 | -74.0758 | 501 | 3 | 5000064 | 5000070012 | West New Brighton-New Brighton-St. George
48 | DEP | Coney Island WRRF - Plant Admin & Support Facility A1 | 2591 Kpp St | Coney Island WRRF - Plant Admin & Support Facility A1; 2591 Kpp St | Brooklyn | No |  | 0 |  |  | 0 |  | Not collected |  |  |  |  | Not Solar Ready | No | 21563 | Fair | > 20 years | No | 2022 | 2022-07-07 | Unknown | Unknown | Unknown |  |  |  | Unknown | Unknown
10 | DOE | M876 | 2120 Amsterdam Ave | M876; 2120 Amsterdam Ave | Manhattan | Yes |  | 0 |  |  | 0 |  | Not collected |  |  |  |  | Not Solar Ready | No | 21600 | Between Good and Fair | 10 to 14 years | No | 2022 | 2022-07-07 | 10032 | 40.8381 | -73.9383 | 112 | 251 | 1085733 | 1021230045 | Washington Heights South
15 | DCLA | NYBG Maintence Buildings | 2645 Dr. Theodore Kazimiroff Blvd | NYBG Maintence Buildings; 2645 Dr. Theodore Kazimiroff Blvd | Bronx | Yes |  | 0 |  |  | 0 |  | Not collected |  |  |  |  | Not Solar Ready | No | 21600 | Poor | > 20 years | No | 2022 | 2022-07-07 | 10458 | 40.8625 | -73.8824 | 206 | 397 |  | Unknown | Belmont
42 | DHS | Rose McCarthy Family Residence | 900 Dumont Ave | Rose McCarthy Family Residence; 900 Dumont Ave | Brooklyn | Yes |  | 0 |  |  | 0 |  | Not collected |  |  |  |  | Not Solar Ready | No | 21600 | Unknown | Unknown | No | 2022 | 2022-07-07 | 11207 | 40.6676 | -73.8854 | 305 | 1124 | 3090430 | 3040770028 | East New York
17 | DHS | Freeman Houses Residence | 999 Freeman St | Freeman Houses Residence; 999 Freeman St | Bronx | Yes |  | 0 |  |  | 0 |  | Not collected |  |  |  |  | Not Solar Ready | No | 21633 | Unknown | Unknown | No | 2022 | 2022-07-07 | 10459 | 40.8294 | -73.8877 | 203 | 123 | 2010906 | 2030070001 | Crotona Park East
40 | DOE | K877 | 35 Snyder Ave | K877; 35 Snyder Ave | Brooklyn | Yes |  | 0 |  |  | 0 |  | Not collected |  |  |  |  | Not Solar Ready | No | 21660 | Fair | > 20 years | No | 2022 | 2022-07-07 | 11226 | 40.6486 | -73.9573 | 314 | 794 | 3338996 | 3051030093 | Erasmus
8 | HHC | Lincoln Detox Center Clinic (Substance Abuse Division) | 349 East 140th St | Lincoln Detox Center Clinic (Substance Abuse Division); 349 East 140th St | Bronx | Yes |  | 0 |  |  | 0 |  | Not collected |  |  |  |  | Not Solar Ready | No | 21675 | Poor | > 20 years | No | 2022 | 2022-07-07 | 10454 | 40.8112 | -73.9239 | 201 | 39 | 2000645 | 2023030058 | Mott Haven-Port Morris
1 | DEP | BWSO Manhattan Repair Shop | 30 Pike St | BWSO Manhattan Repair Shop; 30 Pike St | Manhattan | Yes |  | 0 |  |  | 0 |  | Not collected |  |  |  |  | Not Solar Ready | No | 21713 | Fair | 15 to 19 years | No | 2022 | 2022-07-07 | 10002 | 40.7127 | -73.9925 | 103 | 8 | 1003286 | 1002750028 | Chinatown
15 | DCLA | NYBG Campus: NYBG Warehouse - Upper and Lower | 410 Bedford Park Blvd | NYBG Campus: NYBG Warehouse - Upper and Lower; 410 Bedford Park Blvd | Bronx | No |  | 0 |  |  | 0 |  | Not collected |  |  |  |  | Not Solar Ready | No | 21818 | Poor | > 20 years | No | 2022 | 2022-07-07 | 10458 | 40.8671 | -73.8835 | 207 | 397 | 2094718 | 2032730122 | Belmont
10 | FDNY | Engine Co. 93, Ladder Co. 45 and Batt. 13 | 515 West 181st St | Engine Co. 93, Ladder Co. 45 and Batt. 13; 515 West 181st St | Manhattan | Yes |  | 0 |  |  | 0 |  | Not collected |  |  |  |  | Not Solar Ready | No | 21883 | Poor | 10 to 14 years | No | 2022 | 2022-07-07 | 10033 | 40.8484 | -73.9315 | 112 | 269 | 1075518 | 1021550030 | Washington Heights North
14 | CUNY | Guggenheim Hall | 155 West 180 St | Guggenheim Hall; 155 West 180 St | Bronx | No |  | 0 |  |  | 0 |  | Not collected |  |  |  |  | Not Solar Ready | No | 21896 | Poor | Unknown | No | 2022 | 2022-07-07 | 10453 | 40.8562 | -73.9133 | 205 | 249 | 2100253 | 2032220062 | University Heights-Morris Heights
1 | HRA | OCSS Borough Office (Space) (DCAS bldg) | 115 Chrystie St | OCSS Borough Office (Space) (DCAS bldg); 115 Chrystie St | Manhattan | Yes |  | 0 |  |  | 0 |  | Not collected |  |  |  |  | Not Solar Ready | No | 22000 | Unknown | Unknown | No | 2022 | 2022-07-07 | 10002 | 40.7186 | -73.9936 | 103 | 18 | 1005645 | 1004230022 | Chinatown
8 | DEP | Manhattan Grit Chamber | 432 East 110th St | Manhattan Grit Chamber; 432 East 110th St | Manhattan | Yes |  | 0 |  |  | 0 |  | Not collected |  |  |  |  | Not Solar Ready | No | 22000 | Good | Unknown | No | 2022 | 2022-07-07 | 10029 | 40.7917 | -73.937 | 111 | 162 | 1089063 | 1017010029 | East Harlem South
15 | DCLA | TOPS | 2300 Southern Blvd | TOPS; 2300 Southern Blvd | Bronx | Yes |  | 0 |  |  | 0 |  | Not collected |  |  |  |  | Not Solar Ready | No | 22000 | Good | 15 to 19 years | No | 2022 | 2022-07-07 | 10460 | 40.8506 | -73.8825 | 206 | 334 | 2116700 | 2031200020 | park-cemetery-etc-Bronx
28 | NYPD | 113th Precinct | 167-02 Baisley Blvd | 113th Precinct; 167-02 Baisley Blvd | Queens | Yes |  | 0 |  |  | 0 |  | Not collected |  |  |  |  | Not Solar Ready | No | 22250 | Between Fair and Poor | 5 to 9 years | No | 2022 | 2022-07-07 | 11434 | 40.68 | -73.7762 | 412 | 33402 | 4270044 | 4124950045 | Springfield Gardens North
17 | DPR | Hunt's Point Recreation Center | 765 Manida St | Hunt's Point Recreation Center; 765 Manida St | Bronx | Yes |  | 0 |  |  | 0 |  | Not collected |  |  |  |  | Not Solar Ready | No | 22340 | Fair | > 20 years | No | 2022 | 2022-07-07 | 10474 | 40.8159 | -73.8888 | 202 | 93 | 2109472 | 2027630001 | Hunts Point
19 | FDNY | Building 405 | 405 Whistler Ave | Building 405; 405 Whistler Ave | Queens | No |  | 0 |  |  | 0 |  | Not collected |  |  |  |  | Not Solar Ready | No | 22392 | Unknown | Unknown | No | 2022 | 2022-07-07 | Unknown | Unknown | Unknown |  |  |  | Unknown | Unknown
33 | DEP | Newtown Creek WRRF - Construction Magement Office | 329 Greenpoint Ave | Newtown Creek WRRF - Construction Magement Office; 329 Greenpoint Ave | Brooklyn | No |  | 0 |  |  | 0 |  | Not collected |  |  |  |  | Not Solar Ready | No | 22500 | Fair | 15 to 19 years | No | 2022 | 2022-07-07 | 11222 | 40.7315 | -73.9463 | 301 | 579 | 3332517 | 3025250001 | Greenpoint
48 | DEP | Coney Island WRRF - Interim Resident Engineering Plant Personnel Building | 2591 Kpp St | Coney Island WRRF - Interim Resident Engineering Plant Personnel Building; 2591 Kpp St | Brooklyn | No |  | 0 |  |  | 0 |  | Not collected |  |  |  |  | Not Solar Ready | No | 22500 | Fair | > 20 years | No | 2022 | 2022-07-07 | Unknown | Unknown | Unknown |  |  |  | Unknown | Unknown
43 | BPL | New Utrecht Branch Library | 1743 86th St | New Utrecht Branch Library; 1743 86th St | Brooklyn | Yes |  | 0 |  |  | 0 |  | Not collected |  |  |  |  | Not Solar Ready | No | 22557 | Unknown | 15 to 19 years | No | 2022 | 2022-07-07 | 11214 | 40.6079 | -74.0036 | 311 | 178 | 3165745 | 3063430064 | Bath Beach
16 | DSNY | Bronx 03 Section Station 1 | 1595 Washington Ave | Bronx 03 Section Station 1; 1595 Washington Ave | Bronx | Yes |  | 0 |  |  | 0 |  | Not collected |  |  |  |  | Not Solar Ready | No | 22750 | Poor | > 20 years | No | 2022 | 2022-07-07 | 10457 | 40.8395 | -73.9023 | 203 | 167 | 2009477 | 2029040034 | Claremont-Bathgate
9 | DPR | Marcus Garvey Park Pool | 124th St at 5th Ave | Marcus Garvey Park Pool; 124th St at 5th Ave | Manhattan | No |  | 0 |  |  | 0 |  | Not collected |  |  |  |  | Not Solar Ready | No | 22800 | Between Good and Fair | 5 to 9 years | No | 2022 | 2022-07-07 | Unknown | Unknown | Unknown |  |  |  | Unknown | Unknown
17 | NYPD | Detective Borough Command (Old 41st Precinct) | 1086 Simpson St | Detective Borough Command (Old 41st Precinct); 1086 Simpson St | Bronx | Yes |  | 0 |  |  | 0 |  | Not collected |  |  |  |  | Not Solar Ready | No | 22962 | Between Fair and Poor | 15 to 19 years | No | 2022 | 2022-07-07 | 10459 | 40.8256 | -73.8929 | 202 | 12701 | 2005802 | 2027270017 | Hunts Point
49 | DCAS | Staten Island Crimil Court | 67 Targee St | Staten Island Crimil Court; 67 Targee St | Staten Island | Yes |  | 0 |  |  | 0 |  | Not collected |  |  |  |  | Not Solar Ready | No | 23116 | Fair | > 20 years | No | 2022 | 2022-07-07 | 10304 | 40.6255 | -74.0834 | 501 | 21 | 5014078 | 5005420009 | Stapleton-Rosebank
1 | NYPD | 1st Precinct | 16 Ericsson Pl | 1st Precinct; 16 Ericsson Pl | Manhattan | No |  | 0 |  |  | 0 |  | Not collected |  |  |  |  | Not Solar Ready | No | 23300 | Fair | 15 to 19 years | No | 2022 | 2022-07-07 | 10013 | 40.7204 | -74.0067 | 101 | 33 | 1002168 | 1001900033 | SoHo-TriBeCa-Civic Center-Little Italy
9 | NYPL | Countee Cullen Branch Library | 104 West 136th St | Countee Cullen Branch Library; 104 West 136th St | Manhattan | Yes |  | 0 |  |  | 0 |  | Not collected |  |  |  |  | Not Solar Ready | No | 23345 | Poor | 15 to 19 years | No | 2022 | 2022-07-07 | 10030 | 40.815 | -73.9409 | 110 | 228 | 1058275 | 1019200026 | Central Harlem North-Polo Grounds
15 | DCLA | Charles B. Harding Laboratory Building | 1 Southern Blvd | Charles B. Harding Laboratory Building; 1 Southern Blvd | Bronx | Yes |  | 0 |  |  | 0 |  | Not collected |  |  |  |  | Not Solar Ready | No | 23500 | Poor | > 20 years | No | 2022 | 2022-07-07 | Unknown | Unknown | Unknown |  |  |  | Unknown | Unknown
23 | CUNY | Oakland Building | 221-15 56th Ave | Oakland Building; 221-15 56th Ave | Queens | Yes |  | 0 |  |  | 0 |  | Not collected |  |  |  |  | Not Solar Ready | No | 23520 | Fair | > 20 years | No | 2022 | 2022-07-07 | 11364 | 40.7523 | -73.7595 | 411 | 138501 | 4439433 | 4074900002 | Oakland Gardens
2 | DHS | Shelter | 282 East 3rd St | Shelter; 282 East 3rd St | Manhattan | No |  | 0 |  |  | 0 |  | Not collected |  |  |  |  | Not Solar Ready | No | 23530 | Unknown | Unknown | No | 2022 | 2022-07-07 | 10009 | 40.7214 | -73.9801 | 103 | 2202 | 1004357 | 1003720014 | Lower East Side
19 | FDNY | Building 336 | 336 Shore Rd | Building 336; 336 Shore Rd | Queens | No |  | 0 |  |  | 0 |  | Not collected |  |  |  |  | Not Solar Ready | No | 23732 | Unknown | Unknown | No | 2022 | 2022-07-07 | 11363 | 40.7774 | -73.7545 | 411 | 1483 |  | Unknown | Douglas Manor-Douglaston-Little Neck
19 | NYPD | 111th Precinct | 45-06 215th St | 111th Precinct; 45-06 215th St | Queens | No |  | 0 |  |  | 0 |  | Not collected |  |  |  |  | Not Solar Ready | No | 23793 | Good | 10 to 14 years | No | 2022 | 2022-07-07 | 11361 | 40.7602 | -73.7674 | 411 | 1471 | 4157390 | 4073330221 | Bayside-Bayside Hills
4 | DEP | Water Distribution Facility | Broadway | Water Distribution Facility; Broadway | Manhattan | Yes |  | 0 |  |  | 0 |  | Not collected |  |  |  |  | Not Solar Ready | No | 24000 | Unknown | > 20 years | No | 2022 | 2022-07-07 | Unknown | Unknown | Unknown |  |  |  | Unknown | Unknown
8 | DOE | X807 | 501 Courtlandt Ave | X807; 501 Courtlandt Ave | Bronx | Yes |  | 0 |  |  | 0 |  | Not collected |  |  |  |  | Not Solar Ready | No | 24000 | Fair | > 20 years | No | 2022 | 2022-07-07 | 10451 | 40.8154 | -73.9201 | 201 | 65 | 2000876 | 2023290075 | Melrose South-Mott Haven North
32 | DOE | Q047 | 9 Power Rd | Q047; 9 Power Rd | Queens | No |  | 0 |  |  | 0 |  | Not collected |  |  |  |  | Not Solar Ready | No | 24000 | Between Fair and Poor | > 20 years | No | 2022 | 2022-07-07 | 11693 | 40.6064 | -73.8204 | 414 | 107201 | 4448968 | 4153130485 | Breezy Point-Belle Harbor-Rockaway Park-Broad Channel
11 | DCLA | Wave Hill House | 675 Independence Ave | Wave Hill House; 675 Independence Ave | Bronx | No |  | 0 |  |  | 0 |  | Not collected |  |  |  |  | Not Solar Ready | No | 24055 | Fair | > 20 years | No | 2022 | 2022-07-07 | Unknown | Unknown | Unknown |  |  |  | Unknown | Unknown
33 | BPL | Williamsburg Branch Library | 240 Division Ave | Williamsburg Branch Library; 240 Division Ave | Brooklyn | Yes |  | 0 |  |  | 0 |  | Not collected |  |  |  |  | Not Solar Ready | No | 24118 | Between Fair and Poor | 15 to 19 years | No | 2022 | 2022-07-07 | 11211 | 40.7071 | -73.9573 | 301 | 529 | 3060090 | 3021890001 | Williamsburg
35 | NYPD | 71st Precinct | 421 Empire Blvd | 71st Precinct; 421 Empire Blvd | Brooklyn | Yes |  | 0 |  |  | 0 |  | Not collected |  |  |  |  | Not Solar Ready | No | 24300 | Good | 10 to 14 years | No | 2022 | 2022-07-07 | 11225 | 40.6641 | -73.9478 | 309 | 331 | 3034563 | 3013100001 | Crown Heights South
4 | NYPD | 19th Precinct | 153 East 67th St | 19th Precinct; 153 East 67th St | Manhattan | No |  | 0 |  |  | 0 |  | Not collected |  |  |  |  | Not Solar Ready | No | 24326 | Between Fair and Poor | 5 to 9 years | No | 2022 | 2022-07-07 | 10065 | 40.767 | -73.9639 | 108 | 120 | 1042471 | 1014020025 | Upper East Side-Carnegie Hill
8 | DCAS | 1680 Lexington Ave - DCAS (Space) | 1680 Lexington Ave | 1680 Lexington Ave - DCAS (Space); 1680 Lexington Ave | Manhattan | Yes |  | 0 |  |  | 0 |  | Not collected |  |  |  |  | Not Solar Ready | No | 24556 | Unknown | Unknown | No | 2022 | 2022-07-07 | 10029 | 40.7919 | -73.9466 | 111 | 172 | 1051991 | 1016330013 | East Harlem South
42 | BPL | New Lots Branch Library | 655 New Lots Ave | New Lots Branch Library; 655 New Lots Ave | Brooklyn | Yes |  | 0 |  |  | 0 |  | Not collected |  |  |  |  | Not Solar Ready | No | 24558 | Between Fair and Poor | 15 to 19 years | No | 2022 | 2022-07-07 | 11207 | 40.665 | -73.886 | 305 | 1124 | 3090726 | 3040900001 | East New York
15 | NYPD | Transit District 12 | 460 Morris Park Ave | Transit District 12; 460 Morris Park Ave | Bronx | Yes |  | 0 |  |  | 0 |  | Not collected |  |  |  |  | Not Solar Ready | No | 24700 | Between Good and Fair | 15 to 19 years | No | 2022 | 2022-07-07 | 10460 | 40.8415 | -73.8723 | 211 | 240 | 2119365 | 2040150001 | Van Nest-Morris Park-Westchester Square
49 | ACS | Childrens Aide Society Inc. | 159 Broadway | Childrens Aide Society Inc.; 159 Broadway | Staten Island | Yes |  | 0 |  |  | 0 |  | Not collected |  |  |  |  | Not Solar Ready | No | 24700 | Poor | Unknown | No | 2022 | 2022-07-07 | 10310 | 40.6375 | -74.1176 | 501 | 105 | 5004830 | 5001740006 | New Brighton-Silver Lake
42 | DHS | Samaritan Forbell Residence | 338-344 Forbell St | Samaritan Forbell Residence; 338-344 Forbell St | Brooklyn | Yes |  | 0 |  |  | 0 |  | Not collected |  |  |  |  | Not Solar Ready | No | 24900 | Unknown | Unknown | No | 2022 | 2022-07-07 | 11208 | 40.6742 | -73.863 | 305 | 1200 | 3095610 | 3042580036 | East New York
8 | NYPD | Randall's Island Street Crime Unit | 1 Randall's Island | Randall's Island Street Crime Unit; 1 Randall's Island | Manhattan | Yes |  | 0 |  |  | 0 |  | Not collected |  |  |  |  | Not Solar Ready | No | 25000 | Good | 2 to 4 years | No | 2022 | 2022-07-07 | 10035 | 40.7948 | -73.9217 | 111 | 240 | 1000000 | 1018190203 | park-cemetery-etc-Manhattan
21 | DPR | FMCP Building | Flushing Meadows Coro Park | FMCP Building; Flushing Meadows Coro Park | Queens | No |  | 0 |  |  | 0 |  | Not collected |  |  |  |  | Not Solar Ready | No | 25000 | Fair | > 20 years | No | 2022 | 2022-07-07 | Unknown | Unknown | Unknown |  |  |  | Unknown | Unknown
23 | DOE | Q799 | 188-04 91st Ave | Q799; 188-04 91st Ave | Queens | Yes |  | 0 |  |  | 0 |  | Not collected |  |  |  |  | Not Solar Ready | No | 25000 | Between Good and Fair | 10 to 14 years | No | 2022 | 2022-07-07 | 11423 | 40.7118 | -73.7712 | 412 | 480 | 4222072 | 4104430001 | Jamaica
43 | NYPD | 62nd Precinct | 1925 Bath Ave | 62nd Precinct; 1925 Bath Ave | Brooklyn | Yes |  | 0 |  |  | 0 |  | Not collected |  |  |  |  | Not Solar Ready | No | 25000 | Unknown | 15 to 19 years | No | 2022 | 2022-07-07 | 11214 | 40.6023 | -74.0032 | 311 | 282 | 3167815 | 3064060045 | Bath Beach
49 | NYPL | St. George Library Center | 10 Hyatt St | St. George Library Center; 10 Hyatt St | Staten Island | No |  | 0 |  |  | 0 |  | Not collected |  |  |  |  | Not Solar Ready | No | 25029 | Poor | Unknown | No | 2022 | 2022-07-07 | 10301 | 40.6421 | -74.0767 | 501 | 3 | 5000030 | 5000050074 | West New Brighton-New Brighton-St. George
40 | HHC | Building Z (Powerhouse) | 604 Wintrop St | Building Z (Powerhouse); 604 Wintrop St | Brooklyn | Yes |  | 0 |  |  | 0 |  | Not collected |  |  |  |  | Not Solar Ready | No | 25215 | Between Good and Fair | > 20 years | No | 2022 | 2022-07-07 | Unknown | Unknown | Unknown |  |  |  | Unknown | Unknown
14 | CUNY | Energy Plant | 121 West 180 St | Energy Plant; 121 West 180 St | Bronx | No |  | 0 |  |  | 0 |  | Not collected |  |  |  |  | Not Solar Ready | No | 25231 | Poor | Unknown | No | 2022 | 2022-07-07 | 10453 | 40.8561 | -73.9125 | 205 | 249 | 2100251 | 2032220062 | University Heights-Morris Heights
15 | DOE | X864 | 2375 Southern Blvd | X864; 2375 Southern Blvd | Bronx | Yes |  | 0 |  |  | 0 |  | Not collected |  |  |  |  | Not Solar Ready | No | 25260 | Fair | 10 to 14 years | No | 2022 | 2022-07-07 | 10460 | 40.8528 | -73.8818 | 206 | 393 | 2013047 | 2031140052 | Belmont
20 | DOE | Q023 | 138-11 35 Ave | Q023; 138-11 35 Ave | Queens | Yes |  | 0 |  |  | 0 |  | Not collected |  |  |  |  | Not Solar Ready | No | 25260 | Fair | > 20 years | No | 2022 | 2022-07-07 | 11354 | 40.7652 | -73.8288 | 407 | 88901 | 4112106 | 4049560055 | Flushing
43 | DEP | Owl's Head WRRF - Pump and Power House 1 | 6700 Shore Rd | Owl's Head WRRF - Pump and Power House 1; 6700 Shore Rd | Brooklyn | No |  | 0 |  |  | 0 |  | Not collected |  |  |  |  | Not Solar Ready | No | 25313 | Fair | > 20 years | No | 2022 | 2022-07-07 | 11220 | 40.6418 | -74.0341 | 310 | 34 | 3391506 | 3058350001 | Bay Ridge
15 | NYPD | 46th Precinct | 2120 Ryer Ave | 46th Precinct; 2120 Ryer Ave | Bronx | Yes |  | 0 |  |  | 0 |  | Not collected |  |  |  |  | Not Solar Ready | No | 25434 | Poor | 15 to 19 years | No | 2022 | 2022-07-07 | 10457 | 40.8536 | -73.9006 | 205 | 381 | 2013535 | 2031490090 | Mount Hope
17 | NYPD | 42nd Precinct | 830 Washington Ave | 42nd Precinct; 830 Washington Ave | Bronx | Yes |  | 0 |  |  | 0 |  | Not collected |  |  |  |  | Not Solar Ready | No | 25465 | Unknown | 15 to 19 years | No | 2022 | 2022-07-07 | 10451 | 40.8224 | -73.9115 | 203 | 141 | 2001194 | 2023650001 | Morrisania-Melrose
21 | DPR | Louis Armstrong Recreation Center | 33-16 108th St | Louis Armstrong Recreation Center; 33-16 108th St | Queens | No |  | 0 |  |  | 0 |  | Not collected |  |  |  |  | Not Solar Ready | No | 25650 | Fair | > 20 years | Planned Green Roof | 2022 | 2022-07-07 | 11368 | 40.7574 | -73.8609 | 403 | 381 | 4042761 | 4017220012 | North Corona
8 | DCAS | Harlem Courthouse | 170 East 121st St | Harlem Courthouse; 170 East 121st St | Manhattan | Yes |  | 0 |  |  | 0 |  | Not collected |  |  |  |  | Not Solar Ready | No | 25700 | Fair | > 20 years | No | 2022 | 2022-07-07 | 10035 | 40.8014 | -73.9384 | 111 | 196 | 1054382 | 1017690045 | East Harlem North
35 | DOE | K874 | 227 Sterling Pl | K874; 227 Sterling Pl | Brooklyn | No |  | 0 |  |  | 0 |  | Not collected |  |  |  |  | Not Solar Ready | No | 25715 | Between Good and Fair | 10 to 14 years | No | 2022 | 2022-07-07 | 11238 | 40.6761 | -73.9704 | 308 | 163 | 3029060 | 3011640057 | Prospect Heights
40 | DSNY | Brooklyn North 9 District Garage | 690 New York Ave | Brooklyn North 9 District Garage; 690 New York Ave | Brooklyn | Yes |  | 0 |  |  | 0 |  | Not collected |  |  |  |  | Not Solar Ready | No | 25725 | Unknown | Unknown | No | 2022 | 2022-07-07 | 11203 | 40.6572 | -73.9474 | 309 | 804 | 3327687 | 3048270039 | Prospect Lefferts Gardens-Wingate
14 | ACS | Babove Worldwide Institute Inc. | 1810 Davidson Ave | Babove Worldwide Institute Inc.; 1810 Davidson Ave | Bronx | Yes |  | 0 |  |  | 0 |  | Not collected |  |  |  |  | Not Solar Ready | No | 25760 | Poor | Unknown | No | 2022 | 2022-07-07 | 10453 | 40.8494 | -73.9123 | 205 | 217 | 2109470 | 2028610129 | University Heights-Morris Heights
22 | DPR | Astoria Park Pool House | 19-00 23rd Ter | Astoria Park Pool House; 19-00 23rd Ter | Queens | No |  | 0 |  |  | 0 |  | Not collected |  |  |  |  | Not Solar Ready | No | 25800 | Fair | > 20 years | No | 2022 | 2022-07-07 | 11105 | 40.7778 | -73.9218 | 401 | 97 |  | Unknown | Steinway
15 | DCLA | Pfizer Plant Research Laboratory | 2692 Dr. Theodore Kazimiroff Blvd | Pfizer Plant Research Laboratory; 2692 Dr. Theodore Kazimiroff Blvd | Bronx | Yes |  | 0 |  |  | 0 |  | Not collected |  |  |  |  | Not Solar Ready | No | 25880 | Good | 10 to 14 years | No | 2022 | 2022-07-07 | 10458 | 40.8639 | -73.8835 | 227 | 334 |  | Unknown | park-cemetery-etc-Bronx
8 | DPR | Icahn Stadium | 20 Randall's Island | Icahn Stadium; 20 Randall's Island | Manhattan | Yes |  | 0 |  |  | 0 |  | Not collected |  |  |  |  | Not Solar Ready | No | 26000 | Fair | 10 to 14 years | No | 2022 | 2022-07-07 | Unknown | Unknown | Unknown |  |  |  | Unknown | Unknown
39 | DOE | K039 | 417 6th Ave | K039; 417 6th Ave | Brooklyn | No |  | 0 |  |  | 0 |  | Not collected |  |  |  |  | Not Solar Ready | No | 26000 | Between Good and Fair | 5 to 9 years | No | 2022 | 2022-07-07 | 11215 | 40.6689 | -73.9832 | 306 | 153 | 3021932 | 3010000001 | Park Slope-Gowanus
42 | ACS | Friends of Crown Heights Educatiol Center | 668 Logan St | Friends of Crown Heights Educatiol Center; 668 Logan St | Brooklyn | Yes |  | 0 |  |  | 0 |  | Not collected |  |  |  |  | Not Solar Ready | No | 26070 | Unknown | Unknown | No | 2022 | 2022-07-07 | 11208 | 40.6695 | -73.8749 | 305 | 1118 | 3098472 | 3044570001 | East New York
9 | NYPD | 32nd Precinct | 250 West 135th St | 32nd Precinct; 250 West 135th St | Manhattan | Yes |  | 0 |  |  | 0 |  | Not collected |  |  |  |  | Not Solar Ready | No | 26255 | Good | 10 to 14 years | No | 2022 | 2022-07-07 | 10030 | 40.8159 | -73.9452 | 110 | 228 | 1075467 | 1019400048 | Central Harlem North-Polo Grounds
13 | NYPD | 45th Precinct | 2877 Barkley Ave | 45th Precinct; 2877 Barkley Ave | Bronx | No |  | 0 |  |  | 0 |  | Not collected |  |  |  |  | Not Solar Ready | No | 26300 | Between Fair and Poor | Unknown | No | 2022 | 2022-07-07 | 10465 | 40.8307 | -73.8271 | 210 | 166 | 2097742 | 2055310040 | Schuylerville-Throgs Neck-Edgewater Park
15 | DOE | X209 | 317 East 183 St | X209; 317 East 183 St | Bronx | Yes |  | 0 |  |  | 0 |  | Not collected |  |  |  |  | Not Solar Ready | No | 26400 | Fair | > 20 years | No | 2022 | 2022-07-07 | 10458 | 40.8566 | -73.8975 | 205 | 38301 | 2103868 | 2031460072 | Fordham South
38 | DOE | K231 | 360 36 St | K231; 360 36 St | Brooklyn | Yes |  | 0 |  |  | 0 |  | Not collected |  |  |  |  | Not Solar Ready | No | 26400 | Between Good and Fair | 10 to 14 years | No | 2022 | 2022-07-07 | 11232 | 40.6548 | -74.0052 | 307 | 84 | 3337060 | 3006960031 | Sunset Park West
10 | NYPD | 34th Precinct | 4295 Broadway | 34th Precinct; 4295 Broadway | Manhattan | No |  | 0 |  |  | 0 |  | Not collected |  |  |  |  | Not Solar Ready | No | 26697 | Unknown | 10 to 14 years | No | 2022 | 2022-07-07 | 10033 | 40.8513 | -73.9352 | 112 | 271 | 1064415 | 1021800108 | Washington Heights North
38 | ACS | P.A.L. Miccio Day Care Center | 595 Clinton Ave | P.A.L. Miccio Day Care Center; 595 Clinton Ave | Brooklyn | Yes |  | 0 |  |  | 0 |  | Not collected |  |  |  |  | Not Solar Ready | No | 27000 | Unknown | Unknown | No | 2022 | 2022-07-07 | Unknown | Unknown | Unknown |  |  |  | Unknown | Unknown
13 | HHC | Laundry Building | 2035 Eastchester Rd | Laundry Building; 2035 Eastchester Rd | Bronx | Yes |  | 0 |  |  | 0 |  | Not collected |  |  |  |  | Not Solar Ready | No | 27012 | Unknown | Unknown | No | 2022 | 2022-07-07 | 10461 | 40.8543 | -73.8436 | 211 | 296 | 2097548 | 2042050040 | Pelham Parkway
48 | CUNY | Temporary Building #7 | 2131 Oriental Blvd | Temporary Building #7; 2131 Oriental Blvd | Brooklyn | No |  | 0 |  |  | 0 |  | Not collected |  |  |  |  | Not Solar Ready | No | 27072 | Between Fair and Poor | Unknown | No | 2022 | 2022-07-07 | 11235 | 40.5781 | -73.9322 | 315 | 616 | 3397343 | 3087600060 | Sheepshead Bay-Gerritsen Beach-Manhattan Beach
37 | ACS | Labor and Industry for Education Inc. | 1375 Bushwick Ave | Labor and Industry for Education Inc.; 1375 Bushwick Ave | Brooklyn | Yes |  | 0 |  |  | 0 |  | Not collected |  |  |  |  | Not Solar Ready | No | 27100 | Poor | Unknown | No | 2022 | 2022-07-07 | 11207 | 40.6852 | -73.9105 | 304 | 403 | 3079655 | 3034330005 | Bushwick South
15 | DCLA | Jeannette Kittredge Watson Science and Education Building | 2674 Dr. Theodore Kazimiroff Blvd | Jeannette Kittredge Watson Science and Education Building; 2674 Dr. Theodore Kazimiroff Blvd | Bronx | Yes |  | 0 |  |  | 0 |  | Not collected |  |  |  |  | Not Solar Ready | No | 27168 | Fair | > 20 years | No | 2022 | 2022-07-07 | 10458 | 40.8626 | -73.8825 | 227 | 334 |  | Unknown | park-cemetery-etc-Bronx
34 | DOHMH | Williamsburg Health Center | 151 Maujer St | Williamsburg Health Center; 151 Maujer St | Brooklyn | No |  | 0 |  |  | 0 |  | Not collected |  |  |  |  | Not Solar Ready | No | 27172 | Unknown | 10 to 14 years | No | 2022 | 2022-07-07 | 11206 | 40.7108 | -73.9446 | 301 | 495 | 3069604 | 3027880033 | East Williamsburg
27 | NYPD | 103rd Precinct | 168-02 91st Ave | 103rd Precinct; 168-02 91st Ave | Queens | Yes |  | 0 |  |  | 0 |  | Not collected |  |  |  |  | Not Solar Ready | No | 27250 | Fair | 15 to 19 years | Existing Cool Roof | 2022 | 2022-07-07 | 11432 | 40.7072 | -73.7927 | 412 | 460 | 4209646 | 4097990027 | Jamaica
14 | CUNY | Sage Hall | 175 West 180 St | Sage Hall; 175 West 180 St | Bronx | No |  | 0 |  |  | 0 |  | Not collected |  |  |  |  | Not Solar Ready | No | 27328 | Good | 15 to 19 years | No | 2022 | 2022-07-07 | 10453 | 40.8563 | -73.9141 | 205 | 249 | 2100254 | 2032220062 | University Heights-Morris Heights
48 | DEP | Coney Island WRRF - Digester Building A1 | 2591 Kpp St | Coney Island WRRF - Digester Building A1; 2591 Kpp St | Brooklyn | No |  | 0 |  |  | 0 |  | Not collected |  |  |  |  | Not Solar Ready | No | 27422 | Fair | > 20 years | No | 2022 | 2022-07-07 | Unknown | Unknown | Unknown |  |  |  | Unknown | Unknown
37 | DHS | Bushwick Family Residence | 1675 Broadway | Bushwick Family Residence; 1675 Broadway | Brooklyn | Yes |  | 0 |  |  | 0 |  | Not collected |  |  |  |  | Not Solar Ready | No | 27528 | Fair | 15 to 19 years | No | 2022 | 2022-07-07 | 11207 | 40.6842 | -73.9127 | 304 | 401 | 3319581 | 3034260005 | Bushwick South
11 | DOE | X852 | 3617 Bainbridge Ave | X852; 3617 Bainbridge Ave | Bronx | Yes |  | 0 |  |  | 0 |  | Not collected |  |  |  |  | Not Solar Ready | No | 27600 | Fair | > 20 years | No | 2022 | 2022-07-07 | 10467 | 40.8851 | -73.8777 | 207 | 431 | 2017858 | 2033290124 | Norwood
14 | DOE | X226 | 1950 Sedgwick Ave | X226; 1950 Sedgwick Ave | Bronx | No |  | 0 |  |  | 0 |  | Not collected |  |  |  |  | Not Solar Ready | No | 27600 | Fair | > 20 years | No | 2022 | 2022-07-07 | 10453 | 40.8566 | -73.9162 | 205 | 249 | 2096465 | 2032220100 | University Heights-Morris Heights
23 | CUNY | Service Building | 221-03 56th Ave | Service Building; 221-03 56th Ave | Queens | Yes |  | 0 |  |  | 0 |  | Not collected |  |  |  |  | Not Solar Ready | No | 27622 | Poor | Unknown | No | 2022 | 2022-07-07 | 11364 | 40.7523 | -73.7595 | 411 | 138501 | 4539247 | 4074900002 | Oakland Gardens
16 | DOE | X088 | 1340 Sheridan Ave | X088; 1340 Sheridan Ave | Bronx | Yes |  | 0 |  |  | 0 |  | Not collected |  |  |  |  | Not Solar Ready | No | 27660 | Fair | 10 to 14 years | No | 2022 | 2022-07-07 | 10456 | 40.8373 | -73.9136 | 204 | 17902 | 2094533 | 2028300017 | East Concourse-Concourse Village
31 | ACS | Blanche Community Progress Day Care Center 2 | 44-22 Beach Channel Dr | Blanche Community Progress Day Care Center 2; 44-22 Beach Channel Dr | Queens | Yes |  | 0 |  |  | 0 |  | Not collected |  |  |  |  | Not Solar Ready | No | 27700 | Between Fair and Poor | 15 to 19 years | No | 2022 | 2022-07-07 | 11691 | 40.5957 | -73.776 | 414 | 97203 | 4463476 | 4159670001 | Hammels-Arverne-Edgemere
33 | DOT | Williamsburg Bridge Carpenter Shop 2 | 352 Kent Ave | Williamsburg Bridge Carpenter Shop 2 ; 352 Kent Ave | Brooklyn | No |  | 0 |  |  | 0 |  | Not collected |  |  |  |  | Not Solar Ready | No | 27700 | Good | Unknown | No | 2022 | 2022-07-07 | 11249 | 40.7126 | -73.9678 | 301 | 549 | 3335963 | 3024530001 | North Side-South Side
15 | DCLA | Administration West | 2300 Southern Blvd | Administration West; 2300 Southern Blvd | Bronx | Yes |  | 0 |  |  | 0 |  | Not collected |  |  |  |  | Not Solar Ready | No | 27720 | Fair | Unknown | No | 2022 | 2022-07-07 | 10460 | 40.8506 | -73.8825 | 206 | 334 | 2116700 | 2031200020 | park-cemetery-etc-Bronx
33 | DOT | Williamsburg Bridge Repair Shops | 372 Kent Ave | Williamsburg Bridge Repair Shops; 372 Kent Ave | Brooklyn | No |  | 0 |  |  | 0 |  | Not collected |  |  |  |  | Not Solar Ready | No | 27729 | Between Fair and Poor | Unknown | No | 2022 | 2022-07-07 | 11249 | 40.712 | -73.968 | 301 | 549 | 3335960 | 3024530001 | North Side-South Side
3 | DOHMH | Chelsea Health Center | 303 9th Ave | Chelsea Health Center; 303 9th Ave | Manhattan | Yes |  | 0 |  |  | 0 |  | Not collected |  |  |  |  | Not Solar Ready | No | 27985 | Unknown | 10 to 14 years | No | 2022 | 2022-07-07 | 10001 | 40.7494 | -73.9993 | 104 | 97 | 1012830 | 1007240082 | Hudson Yards-Chelsea-Flatiron-Union Square
0 | DEP | Water Supply Facility | Yonkers | Water Supply Facility; Yonkers | Upstate | No |  | 0 |  |  | 0 |  | Not collected |  |  |  |  | Not Solar Ready | No | 28000 | Good | > 20 years | No | 2022 | 2022-07-07 | Unknown | Unknown | Unknown |  |  |  | Unknown | Unknown
3 | NYPD | 20th Precinct | 120 West 82nd St | 20th Precinct; 120 West 82nd St | Manhattan | Yes |  | 0 |  |  | 0 |  | Not collected |  |  |  |  | Not Solar Ready | No | 28000 | Unknown | > 20 years | No | 2022 | 2022-07-07 | 10024 | 40.7842 | -73.9749 | 107 | 165 | 1032028 | 1012120038 | Upper West Side
17 | DEP | Hunt's Point WRRF - Main Building | 1360 Ryawa Ave | Hunt's Point WRRF - Main Building; 1360 Ryawa Ave | Bronx | Yes |  | 0 |  |  | 0 |  | Not collected |  |  |  |  | Not Solar Ready | No | 28137 | Between Fair and Poor | > 20 years | No | 2022 | 2022-07-07 | 10474 | 40.8054 | -73.8809 | 202 | 93 | 2000000 | 2027800074 | Hunts Point
17 | DEP | Hunt's Point WRRF - Digester A1 | 1360 Ryawa Ave | Hunt's Point WRRF - Digester A1; 1360 Ryawa Ave | Bronx | Yes |  | 0 |  |  | 0 |  | Not collected |  |  |  |  | Not Solar Ready | No | 28205 | Between Fair and Poor | > 20 years | No | 2022 | 2022-07-07 | 10474 | 40.8054 | -73.8809 | 202 | 93 | 2000000 | 2027800074 | Hunts Point
33 | FDNY | Engine Co. 211 & Ladder Co. 119 | 26 Hooper St | Engine Co. 211 & Ladder Co. 119; 26 Hooper St | Brooklyn | Yes |  | 0 |  |  | 0 |  | Not collected |  |  |  |  | Not Solar Ready | No | 28285 | Poor | 15 to 19 years | No | 2022 | 2022-07-07 | 11249 | 40.7015 | -73.9624 | 301 | 539 | 3060298 | 3022030016 | Williamsburg
22 | DOHMH | Astoria Health Center | 12-26 31st Ave | Astoria Health Center; 12-26 31st Ave | Queens | No |  | 0 |  |  | 0 |  | Not collected |  |  |  |  | Not Solar Ready | No | 28372 | Unknown | 10 to 14 years | No | 2022 | 2022-07-07 | 11106 | 40.7687 | -73.9332 | 401 | 77 | 4005758 | 4005180030 | Astoria
42 | DHS | Flatlands Avenue Residence | 10875 Avenue D | Flatlands Avenue Residence; 10875 Avenue D | Brooklyn | Yes |  | 0 |  |  | 0 |  | Not collected |  |  |  |  | Not Solar Ready | No | 28545 | Fair | 15 to 19 years | No | 2022 | 2022-07-07 | 11236 | 40.656 | -73.8992 | 318 | 1098 | 3332519 | 3038710101 | East New York
21 | DOHMH | Coro Health Center | 34-33 Junction Blvd | Coro Health Center; 34-33 Junction Blvd | Queens | Yes |  | 0 |  |  | 0 |  | Not collected |  |  |  |  | Not Solar Ready | No | 28600 | Unknown | 10 to 14 years | No | 2022 | 2022-07-07 | 11372 | 40.7542 | -73.8722 | 403 | 375 | 4042887 | 4017290027 | North Corona
8 | NYPD | 23rd Precinct and Engine Company 53 | 164 East 102nd St | 23rd Precinct and Engine Company 53; 164 East 102nd St | Manhattan | Yes |  | 0 |  |  | 0 |  | Not collected |  |  |  |  | Not Solar Ready | No | 28744 | Poor | 15 to 19 years | No | 2022 | 2022-07-07 | 10029 | 40.7894 | -73.9476 | 111 | 166 | 1051850 | 1016290040 | East Harlem South
29 | DOE | Q003 | 108-55 69 Ave | Q003; 108-55 69 Ave | Queens | No |  | 0 |  |  | 0 |  | Not collected |  |  |  |  | Not Solar Ready | No | 28800 | Between Fair and Poor | 15 to 19 years | No | 2022 | 2022-07-07 | 11375 | 40.7251 | -73.8451 | 406 | 739 | 4052265 | 4022180021 | Forest Hills
19 | FDNY | Building 304 | 304 Shore Rd | Building 304; 304 Shore Rd | Queens | No |  | 0 |  |  | 0 |  | Not collected |  |  |  |  | Not Solar Ready | No | 28831 | Unknown | Unknown | No | 2022 | 2022-07-07 | 11363 | 40.7765 | -73.7548 | 411 | 1483 | 4168134 | 4080300081 | Douglas Manor-Douglaston-Little Neck
1 | FDNY | Ladder Co. 20 and Medical and BFI Division | 251 Lafayette St | Ladder Co. 20 and Medical and BFI Division; 251 Lafayette St | Manhattan | Yes |  | 0 |  |  | 0 |  | Not collected |  |  |  |  | Not Solar Ready | No | 28866 | Poor | 10 to 14 years | No | 2022 | 2022-07-07 | 10012 | 40.723 | -73.9968 | 102 | 43 | 1007523 | 1004950007 | SoHo-TriBeCa-Civic Center-Little Italy
18 | NYPD | 43rd Precinct | 900 Fteley Ave | 43rd Precinct; 900 Fteley Ave | Bronx | Yes |  | 0 |  |  | 0 |  | Not collected |  |  |  |  | Not Solar Ready | No | 29179 | Unknown | 15 to 19 years | No | 2022 | 2022-07-07 | 10473 | 40.8229 | -73.87 | 209 | 46 | 2022630 | 2036600003 | Soundview-Castle Hill-Clason Point-Harding Park
14 | CUNY | Bliss Hall | 145 West 180 St | Bliss Hall; 145 West 180 St | Bronx | No |  | 0 |  |  | 0 |  | Not collected |  |  |  |  | Not Solar Ready | No | 29210 | Between Fair and Poor | Unknown | No | 2022 | 2022-07-07 | 10453 | 40.8562 | -73.913 | 205 | 249 | 2100252 | 2032220062 | University Heights-Morris Heights
47 | DCLA | Conservation Hall | 506 Surf Ave | Conservation Hall; 506 Surf Ave | Brooklyn | Yes |  | 0 |  |  | 0 |  | Not collected |  |  |  |  | Not Solar Ready | No | 29491 | Poor | > 20 years | No | 2022 | 2022-07-07 | 11224 | 40.5749 | -73.9741 | 313 | 352 | 3397345 | 3086980001 | Seagate-Coney Island
49 | DCLA | Bldg E | 1000 Richmond Ter | Bldg E; 1000 Richmond Ter | Staten Island | No |  | 0 |  |  | 0 |  | Not collected |  |  |  |  | Not Solar Ready | No | 29500 | Good | Unknown | No | 2022 | 2022-07-07 | 10310 | 40.6452 | -74.1047 | 501 | 97 | 5000000 | 5000760200 | West New Brighton-New Brighton-St. George
17 | DEP | Hunt's Point WRRF - Dewatering Building | 1360 Ryawa Ave | Hunt's Point WRRF - Dewatering Building; 1360 Ryawa Ave | Bronx | Yes |  | 0 |  |  | 0 |  | Not collected |  |  |  |  | Not Solar Ready | No | 29722 | Between Fair and Poor | > 20 years | No | 2022 | 2022-07-07 | 10474 | 40.8054 | -73.8809 | 202 | 93 | 2000000 | 2027800074 | Hunts Point
19 | DEP | Tallman Island WRRF - Dewatering Facility | 127-01 Powells Cove Blvd | Tallman Island WRRF - Dewatering Facility; 127-01 Powells Cove Blvd | Queens | Yes |  | 0 |  |  | 0 |  | Not collected |  |  |  |  | Not Solar Ready | No | 29722 | Poor | > 20 years | No | 2022 | 2022-07-07 | 11356 | 40.7939 | -73.8405 | 407 | 939 | 4453834 | 4039250001 | College Point
50 | DEP | Oakwood Beach WRRF - Dewatering Building | 751 Mill Rd | Oakwood Beach WRRF - Dewatering Building; 751 Mill Rd | Staten Island | No |  | 0 |  |  | 0 |  | Not collected |  |  |  |  | Not Solar Ready | No | 29722 | Between Fair and Poor | > 20 years | No | 2022 | 2022-07-07 | 10306 | 40.5535 | -74.1172 | 503 | 12805 | 5135536 | 5050670500 | Oakwood-Oakwood Beach
3 | NYPD | 18th Precinct (Midtown North) | 306 West 54th St | 18th Precinct (Midtown North); 306 West 54th St | Manhattan | No |  | 0 |  |  | 0 |  | Not collected |  |  |  |  | Not Solar Ready | No | 30000 | Poor | 10 to 14 years | No | 2022 | 2022-07-07 | 10019 | 40.765 | -73.9848 | 104 | 133 | 1082822 | 1010440038 | Clinton
9 | DPR | Jackie Robinson Park Pool and Rec Center | Bradhurst Ave at 146th St | Jackie Robinson Park Pool and Rec Center; Bradhurst Ave at 146th St | Manhattan | Yes |  | 0 |  |  | 0 |  | Not collected |  |  |  |  | Not Solar Ready | No | 30000 | Fair | > 20 years | Planned Green Roof | 2022 | 2022-07-07 | Unknown | Unknown | Unknown |  |  |  | Unknown | Unknown
22 | DOC | 200 Bed Modules | Rikers Island | 200 Bed Modules; Rikers Island | Bronx | No |  | 0 |  |  | 0 |  | Not collected |  |  |  |  | Not Solar Ready | No | 30000 | Poor | > 20 years | No | 2022 | 2022-07-07 | 11370 | 40.7906 | -73.8819 | 401 | 1 | 2000000 | 2026050040 | Rikers Island
22 | DOC | Rikers Island Division 1 Storehouse | Rikers Island | Rikers Island Division 1 Storehouse; Rikers Island | Bronx | No |  | 0 |  |  | 0 |  | Not collected |  |  |  |  | Not Solar Ready | No | 30000 | Poor | > 20 years | No | 2022 | 2022-07-07 | 11370 | 40.7906 | -73.8819 | 401 | 1 | 2000000 | 2026050040 | Rikers Island
22 | DOC | West Sprungs | Rikers Island | West Sprungs; Rikers Island | Bronx | No |  | 0 |  |  | 0 |  | Not collected |  |  |  |  | Not Solar Ready | No | 30000 | Poor | > 20 years | No | 2022 | 2022-07-07 | 11370 | 40.7906 | -73.8819 | 401 | 1 | 2000000 | 2026050040 | Rikers Island
45 | DOE | K729 | 3920 Flatlands Ave | K729; 3920 Flatlands Ave | Brooklyn | No |  | 0 |  |  | 0 |  | Not collected |  |  |  |  | Not Solar Ready | No | 30000 | Between Good and Fair | 10 to 14 years | No | 2022 | 2022-07-07 | 11234 | 40.6211 | -73.9355 | 318 | 650 | 3337372 | 3078610025 | Flatlands
49 | DCLA | Bldg F | 1000 Richmond Ter | Bldg F; 1000 Richmond Ter | Staten Island | No |  | 0 |  |  | 0 |  | Not collected |  |  |  |  | Not Solar Ready | No | 30000 | Unknown | > 20 years | No | 2022 | 2022-07-07 | 10310 | 40.6452 | -74.1047 | 501 | 97 | 5000000 | 5000760200 | West New Brighton-New Brighton-St. George
42 | NYPD | 75th Precinct | 1000 Sutter Ave | 75th Precinct; 1000 Sutter Ave | Brooklyn | Yes |  | 0 |  |  | 0 |  | Not collected |  |  |  |  | Not Solar Ready | No | 30160 | Fair | 15 to 19 years | No | 2022 | 2022-07-07 | 11208 | 40.6714 | -73.8818 | 305 | 1164 | 3089813 | 3040510016 | East New York
19 | FDNY | Building 322 | 322 Story Ave | Building 322; 322 Story Ave | Queens | No |  | 0 |  |  | 0 |  | Not collected |  |  |  |  | Not Solar Ready | No | 30260 | Unknown | Unknown | No | 2022 | 2022-07-07 | Unknown | Unknown | Unknown |  |  |  | Unknown | Unknown
22 | DOC | Sprungs, MOD 3 | Rikers Island | Sprungs, MOD 3; Rikers Island | Bronx | No |  | 0 |  |  | 0 |  | Not collected |  |  |  |  | Not Solar Ready | No | 30400 | Poor | > 20 years | No | 2022 | 2022-07-07 | 11370 | 40.7906 | -73.8819 | 401 | 1 | 2000000 | 2026050040 | Rikers Island
3 | NYPD | 6th Precinct | 233 West 10th St | 6th Precinct; 233 West 10th St | Manhattan | No |  | 0 |  |  | 0 |  | Not collected |  |  |  |  | Not Solar Ready | No | 30489 | Poor | 10 to 14 years | No | 2022 | 2022-07-07 | 10014 | 40.7339 | -74.0054 | 102 | 73 | 1011192 | 1006200033 | West Village
8 | DHS | Clarke Thomas Building | 121 Hell Gate Circle, Ward's Island | Clarke Thomas Building; 121 Hell Gate Circle, Ward's Island | Manhattan | Yes |  | 0 |  |  | 0 |  | Not collected |  |  |  |  | Not Solar Ready | No | 30500 | Unknown | Unknown | No | 2022 | 2022-07-07 | 10035 | 40.7868 | -73.9288 | 111 | 240 | 1088074 | 1018190010 | park-cemetery-etc-Manhattan
21 | DCLA | Flushing Meadows Coro Park Campus: Queens Theatre in the Park | 14 United tions Ave South | Flushing Meadows Coro Park Campus: Queens Theatre in the Park; 14 United tions Ave South | Queens | No |  | 0 |  |  | 0 |  | Not collected |  |  |  |  | Not Solar Ready | No | 30538 | Good | 10 to 14 years | No | 2022 | 2022-07-07 | Unknown | Unknown | Unknown |  |  |  | Unknown | Unknown
49 | DCLA | Building A | 1000A Richmond Ter | Building A; 1000A Richmond Ter | Staten Island | No |  | 0 |  |  | 0 |  | Not collected |  |  |  |  | Not Solar Ready | No | 30580 | Good | 15 to 19 years | No | 2022 | 2022-07-07 | 10310 | 40.6452 | -74.1047 | 501 | 97 | 5113027 | 5000760200 | West New Brighton-New Brighton-St. George
23 | CUNY | Technology Building | 221-25 56th Ave | Technology Building; 221-25 56th Ave | Queens | Yes |  | 0 |  |  | 0 |  | Not collected |  |  |  |  | Not Solar Ready | No | 30632 | Poor | Unknown | No | 2022 | 2022-07-07 | 11364 | 40.7523 | -73.7595 | 411 | 138501 | 4439432 | 4074900002 | Oakland Gardens
22 | DOC | Rikers Island Bakery | Rikers Island | Rikers Island Bakery; Rikers Island | Bronx | No |  | 0 |  |  | 0 |  | Not collected |  |  |  |  | Not Solar Ready | No | 30750 | Poor | > 20 years | No | 2022 | 2022-07-07 | 11370 | 40.7906 | -73.8819 | 401 | 1 | 2000000 | 2026050040 | Rikers Island
33 | DOT | Williamsburg Bridge Lighting and Shop | 424 Wythe Ave | Williamsburg Bridge Lighting and Shop; 424 Wythe Ave | Brooklyn | No |  | 0 |  |  | 0 |  | Not collected |  |  |  |  | Not Solar Ready | No | 30873 | Unknown | Unknown | No | 2022 | 2022-07-07 | 11249 | 40.7114 | -73.9664 | 301 | 549 | 3335964 | 3024540001 | North Side-South Side
36 | DSNY | Brooklyn North 8 District Garage | 1760 Atlantic Ave | Brooklyn North 8 District Garage; 1760 Atlantic Ave | Brooklyn | Yes |  | 0 |  |  | 0 |  | Not collected |  |  |  |  | Not Solar Ready | No | 31000 | Poor | > 20 years | No | 2022 | 2022-07-07 | 11213 | 40.6775 | -73.932 | 308 | 309 | 3330693 | 3013360018 | Crown Heights North
38 | DCLA | AMNH Storage (Space) (Leased In) | 140 58th St Bldg B | AMNH Storage (Space) (Leased In); 140 58th St Bldg B | Brooklyn | No |  | 0 |  |  | 0 |  | Not collected |  |  |  |  | Not Solar Ready | No | 31000 | Unknown | Unknown | No | 2022 | 2022-07-07 | 11220 | 40.6453 | -74.0229 | 307 | 18 | 3414976 | 3057780001 | Sunset Park West
33 | DOE | K778 | 250 Hooper St | K778; 250 Hooper St | Brooklyn | Yes |  | 0 |  |  | 0 |  | Not collected |  |  |  |  | Not Solar Ready | No | 31110 | Poor | > 20 years | No | 2022 | 2022-07-07 | 11211 | 40.7059 | -73.9556 | 301 | 529 | 3379706 | 3022070002 | Williamsburg
9 | DOHMH | Central Harlem Health Center | 2238 5th Ave | Central Harlem Health Center; 2238 5th Ave | Manhattan | No |  | 0 |  |  | 0 |  | Not collected |  |  |  |  | Not Solar Ready | No | 31180 | Unknown | 10 to 14 years | No | 2022 | 2022-07-07 | 10037 | 40.8136 | -73.937 | 110 | 212 | 1053900 | 1017340034 | Central Harlem North-Polo Grounds
49 | DSNY | Staten Island Lot Cleaning | 66 Swan St | Staten Island Lot Cleaning; 66 Swan St | Staten Island | Yes |  | 0 |  |  | 0 |  | Not collected |  |  |  |  | Not Solar Ready | No | 31190 | Good | > 20 years | No | 2022 | 2022-07-07 | 10301 | 40.6348 | -74.0773 | 501 | 21 | 5013317 | 5005040049 | Stapleton-Rosebank
49 | DCLA | Bldg H | 1000 Richmond Ter | Bldg H; 1000 Richmond Ter | Staten Island | No |  | 0 |  |  | 0 |  | Not collected |  |  |  |  | Not Solar Ready | No | 31250 | Poor | Unknown | No | 2022 | 2022-07-07 | 10310 | 40.6452 | -74.1047 | 501 | 97 | 5000000 | 5000760200 | West New Brighton-New Brighton-St. George
38 | DOT | Hamilton Ave Asphalt Plant | 448 Hamilton Ave | Hamilton Ave Asphalt Plant; 448 Hamilton Ave | Brooklyn | No |  | 0 |  |  | 0 |  | Not collected |  |  |  |  | Not Solar Ready | No | 31302 | Poor | 15 to 19 years | No | 2022 | 2022-07-07 | 11232 | 40.6704 | -73.9977 | 307 | 18 | 3336712 | 3006250002 | Sunset Park West
29 | DOC | Queens Detention Complex Auxiliary Building | 126-02 82nd Ave | Queens Detention Complex Auxiliary Building; 126-02 82nd Ave | Queens | Yes |  | 0 |  |  | 0 |  | Not collected |  |  |  |  | Not Solar Ready | No | 31333 | Between Fair and Poor | > 20 years | No | 2022 | 2022-07-07 | 11415 | 40.7137 | -73.8261 | 409 | 216 | 4458616 | 4096530001 | Kew Gardens
48 | NYPD | 61st Precinct | 2575 Coney Island Ave | 61st Precinct; 2575 Coney Island Ave | Brooklyn | No |  | 0 |  |  | 0 |  | Not collected |  |  |  |  | Not Solar Ready | No | 31429 | Good | 15 to 19 years | No | 2022 | 2022-07-07 | 11223 | 40.594 | -73.9609 | 315 | 584 | 3200556 | 3073710052 | Homecrest
15 | DFTA | East Concourse Senior Center | 236 East Tremont Ave | East Concourse Senior Center; 236 East Tremont Ave | Bronx | Yes |  | 0 |  |  | 0 |  | Not collected |  |  |  |  | Not Solar Ready | No | 31496 | Between Good and Fair | 10 to 14 years | No | 2022 | 2022-07-07 | 10457 | 40.8489 | -73.9046 | 205 | 23302 | 2007599 | 2028040021 | Mount Hope
23 | NYPD | 105th Precinct | 92-08 222nd St | 105th Precinct; 92-08 222nd St | Queens | Yes |  | 0 |  |  | 0 |  | Not collected |  |  |  |  | Not Solar Ready | No | 31500 | Good | 10 to 14 years | No | 2022 | 2022-07-07 | 11428 | 40.7263 | -73.7348 | 413 | 560 | 4230132 | 4107370001 | Queens Village
49 | DOE | R035 | 60 Foote Ave | R035; 60 Foote Ave | Staten Island | No |  | 0 |  |  | 0 |  | Not collected |  |  |  |  | Not Solar Ready | No | 31500 | Fair | > 20 years | No | 2022 | 2022-07-07 | 10301 | 40.6137 | -74.0996 | 501 | 47 | 5015603 | 5006100127 | Grymes Hill-Clifton-Fox Hills
38 | NYPD | 42nd Street Warehouse | 234 41st St | 42nd Street Warehouse; 234 41st St | Brooklyn | Yes |  | 0 |  |  | 0 |  | Not collected |  |  |  |  | Not Solar Ready | No | 31569 | Poor | > 20 years | No | 2022 | 2022-07-07 | 11232 | 40.6536 | -74.0108 | 307 | 2 | 3010669 | 3007170061 | Sunset Park West
37 | NYPD | 83rd Precinct | 480 Knickerbocker Ave | 83rd Precinct; 480 Knickerbocker Ave | Brooklyn | Yes |  | 0 |  |  | 0 |  | Not collected |  |  |  |  | Not Solar Ready | No | 31729 | Between Fair and Poor | 10 to 14 years | No | 2022 | 2022-07-07 | 11237 | 40.6985 | -73.9178 | 304 | 433 | 3326387 | 3033070022 | Bushwick North
19 | FDNY | Building 325 | 325 Pratt Ave | Building 325; 325 Pratt Ave | Queens | No |  | 0 |  |  | 0 |  | Not collected |  |  |  |  | Not Solar Ready | No | 31892 | Unknown | Unknown | No | 2022 | 2022-07-07 | 11359 | 40.7914 | -73.7745 | 407 | 999 | 4539814 | 4059170001 | Ft. Totten-Bay Terrace-Clearview
19 | FDNY | Building 323 | 323 Story Ave | Building 323; 323 Story Ave | Queens | No |  | 0 |  |  | 0 |  | Not collected |  |  |  |  | Not Solar Ready | No | 31902 | Unknown | Unknown | No | 2022 | 2022-07-07 | 11359 | 40.7915 | -73.7751 | 407 | 999 | 4539835 | 4059170001 | Ft. Totten-Bay Terrace-Clearview
22 | DOC | Dorms 17-20 | Rikers Island | Dorms 17-20; Rikers Island | Bronx | No |  | 0 |  |  | 0 |  | Not collected |  |  |  |  | Not Solar Ready | No | 32000 | Poor | > 20 years | No | 2022 | 2022-07-07 | 11370 | 40.7906 | -73.8819 | 401 | 1 | 2000000 | 2026050040 | Rikers Island
33 | DOE | K034 | 131 Norman Ave | K034; 131 Norman Ave | Brooklyn | Yes |  | 0 |  |  | 0 |  | Not collected |  |  |  |  | Not Solar Ready | No | 32000 | Good | 5 to 9 years | No | 2022 | 2022-07-07 | 11222 | 40.7261 | -73.9496 | 301 | 573 | 3065733 | 3026220028 | Greenpoint
48 | CUNY | Administration Building | 2001 Oriental Blvd | Administration Building; 2001 Oriental Blvd | Brooklyn | No |  | 0 |  |  | 0 |  | Not collected |  |  |  |  | Not Solar Ready | No | 32126 | Poor | Unknown | No | 2022 | 2022-07-07 | 11235 | 40.5785 | -73.9349 | 315 | 616 | 3326937 | 3087600060 | Sheepshead Bay-Gerritsen Beach-Manhattan Beach
4 | DHS | New Providence SRO (Single Room Occupancy) Residence | 225 East 45th St | New Providence SRO (Single Room Occupancy) Residence; 225 East 45th St | Manhattan | No |  | 0 |  |  | 0 |  | Not collected |  |  |  |  | Not Solar Ready | No | 32221 | Unknown | Unknown | No | 2022 | 2022-07-07 | 10017 | 40.7524 | -73.9723 | 106 | 90 | 1037587 | 1013190011 | Turtle Bay-East Midtown
48 | NYPD | 60th Precinct and Engine Company 245 | 2951 West 8th St | 60th Precinct and Engine Company 245; 2951 West 8th St | Brooklyn | No |  | 0 |  |  | 0 |  | Not collected |  |  |  |  | Not Solar Ready | No | 32400 | Poor | 5 to 9 years | No | 2022 | 2022-07-07 | 11224 | 40.5762 | -73.9765 | 313 | 354 | 3196591 | 3072790290 | West Brighton
49 | DOE | R470 | 109 Rhine Ave | R470; 109 Rhine Ave | Staten Island | Yes |  | 0 |  |  | 0 |  | Not collected |  |  |  |  | Not Solar Ready | No | 32460 | Between Good and Fair | > 20 years | No | 2022 | 2022-07-07 | 10304 | 40.6109 | -74.0874 | 501 | 40 | 5043479 | 5028850001 | Grymes Hill-Clifton-Fox Hills
41 | DOHMH | Brownsville Health Center | 259 Bristol St | Brownsville Health Center; 259 Bristol St | Brooklyn | Yes |  | 0 |  |  | 0 |  | Not collected |  |  |  |  | Not Solar Ready | No | 32472 | Unknown | 10 to 14 years | No | 2022 | 2022-07-07 | 11212 | 40.6648 | -73.9114 | 316 | 924 | 3081765 | 3035590011 | Brownsville
49 | DOT | Castleton Depot | 5 Dubois Ave | Castleton Depot; 5 Dubois Ave | Staten Island | Yes |  | 0 |  |  | 0 |  | Not collected |  |  |  |  | Not Solar Ready | No | 32500 | Unknown | > 20 years | No | 2022 | 2022-07-07 | 10310 | 40.6319 | -74.1294 | 501 | 13302 | 5104536 | 5002150100 | West New Brighton-New Brighton-St. George
7 | NYPD | 30th Precinct | 451 West 151st St | 30th Precinct; 451 West 151st St | Manhattan | Yes |  | 0 |  |  | 0 |  | Not collected |  |  |  |  | Not Solar Ready | No | 32764 | Between Fair and Poor | 15 to 19 years | No | 2022 | 2022-07-07 | 10031 | 40.8286 | -73.9438 | 109 | 23501 | 1081826 | 1020660009 | Hamilton Heights
49 | DEP | Port Richmond WRRF - Building #1 | 1801 Richmond Ter | Port Richmond WRRF - Building #1; 1801 Richmond Ter | Staten Island | Yes |  | 0 |  |  | 0 |  | Not collected |  |  |  |  | Not Solar Ready | No | 32800 | Between Fair and Poor | > 20 years | No | 2022 | 2022-07-07 | 10310 | 40.6372 | -74.1256 | 501 | 13302 | 5000000 | 5001850400 | West New Brighton-New Brighton-St. George
22 | DOC | East Sprungs & WS | Rikers Island | East Sprungs & WS; Rikers Island | Bronx | No |  | 0 |  |  | 0 |  | Not collected |  |  |  |  | Not Solar Ready | No | 33000 | Poor | > 20 years | No | 2022 | 2022-07-07 | 11370 | 40.7906 | -73.8819 | 401 | 1 | 2000000 | 2026050040 | Rikers Island
33 | DOE | K369 | 383 State St | K369; 383 State St | Brooklyn | No |  | 0 |  |  | 0 |  | Not collected |  |  |  |  | Not Solar Ready | No | 33000 | Between Fair and Poor | 15 to 19 years | No | 2022 | 2022-07-07 | 11217 | 40.6873 | -73.9836 | 302 | 41 | 3000567 | 3001720055 | DUMBO-Vinegar Hill-Downtown Brooklyn-Boerum Hill
48 | CUNY | West Academic Cluster - Wing E | 1950 Oriental Blvd | West Academic Cluster - Wing E; 1950 Oriental Blvd | Brooklyn | No |  | 0 |  |  | 0 |  | Not collected |  |  |  |  | Not Solar Ready | No | 33130 | Good | < 2 years | No | 2022 | 2022-07-07 | 11235 | 40.5785 | -73.9349 | 315 | 616 | 3347724 | 3087600060 | Sheepshead Bay-Gerritsen Beach-Manhattan Beach
48 | CUNY | West Academic Cluster | 1950 Oriental Blvd | West Academic Cluster; 1950 Oriental Blvd | Brooklyn | No |  | 0 |  |  | 0 |  | Not collected |  |  |  |  | Not Solar Ready | No | 33130 | Good | < 2 years | No | 2022 | 2022-07-07 | 11235 | 40.5785 | -73.9349 | 315 | 616 | 3347724 | 3087600060 | Sheepshead Bay-Gerritsen Beach-Manhattan Beach
27 | DCLA | Jamaica Center for Arts and Learning | 161-04 Jamaica Ave | Jamaica Center for Arts and Learning; 161-04 Jamaica Ave | Queens | Yes |  | 0 |  |  | 0 |  | Not collected |  |  |  |  | Not Solar Ready | No | 33352 | Good | 15 to 19 years | No | 2022 | 2022-07-07 | 11432 | 40.704 | -73.7984 | 412 | 44601 | 4215617 | 4101010011 | Jamaica
42 | DEP | 26th Ward WRRF - Main Building | 122-66 Flatlands Ave | 26th Ward WRRF - Main Building; 122-66 Flatlands Ave | Brooklyn | Yes |  | 0 |  |  | 0 |  | Not collected |  |  |  |  | Not Solar Ready | No | 33450 | Unknown | 10 to 14 years | No | 2022 | 2022-07-07 | 11207 | 40.6548 | -73.8815 | 305 | 1070 | 3000000 | 3044400001 | East New York
23 | NYPD | Highway District #3 | 198-15 Grand Central Pkwy | Highway District #3; 198-15 Grand Central Pkwy | Queens | No |  | 0 |  |  | 0 |  | Not collected |  |  |  |  | Not Solar Ready | No | 33500 | Good | 15 to 19 years | No | 2022 | 2022-07-07 | 11423 | 40.7255 | -73.7699 | 408 | 1283 | 4539744 | 4072900001 | park-cemetery-etc-Queens
36 | NYPD | 79th Precinct | 263 Tompkins Ave | 79th Precinct; 263 Tompkins Ave | Brooklyn | Yes |  | 0 |  |  | 0 |  | Not collected |  |  |  |  | Not Solar Ready | No | 33540 | Good | 10 to 14 years | No | 2022 | 2022-07-07 | 11216 | 40.689 | -73.945 | 303 | 263 | 3050453 | 3018000003 | Bedford
49 | DOT | Warehouse | 45 Murray Hulbert Ave | Warehouse; 45 Murray Hulbert Ave | Staten Island | Yes |  | 0 |  |  | 0 |  | Not collected |  |  |  |  | Not Solar Ready | No | 33550 | Between Good and Fair | Unknown | No | 2022 | 2022-07-07 | Unknown | Unknown | Unknown |  |  |  | Unknown | Unknown
50 | DOE | R026 | 4108 Victory Blvd | R026; 4108 Victory Blvd | Staten Island | No |  | 0 |  |  | 0 |  | Not collected |  |  |  |  | Not Solar Ready | No | 33660 | Between Fair and Poor | > 20 years | No | 2022 | 2022-07-07 | 10314 | 40.5917 | -74.1906 | 502 | 29102 | 5107386 | 5026340001 | New Springville-Bloomfield-Travis
26 | DSNY | Queens West 1 District Garage | 34-28 21st St | Queens West 1 District Garage; 34-28 21st St | Queens | Yes |  | 0 |  |  | 0 |  | Not collected |  |  |  |  | Not Solar Ready | No | 33725 | Between Fair and Poor | Unknown | No | 2022 | 2022-07-07 | 11106 | 40.7623 | -73.9345 | 401 | 43 | 4005787 | 4005230012 | Queensbridge-Ravenswood-Long Island City
23 | CUNY | Cafeteria / Student Union Building | 221-35 56th Ave | Cafeteria / Student Union Building; 221-35 56th Ave | Queens | Yes |  | 0 |  |  | 0 |  | Not collected |  |  |  |  | Not Solar Ready | No | 33746 | Between Good and Fair | > 20 years | No | 2022 | 2022-07-07 | 11364 | 40.7523 | -73.7595 | 411 | 138501 | 4439436 | 4074900002 | Oakland Gardens
1 | DSNY | Print Shop and Storage | 134 Madison St | Print Shop and Storage; 134 Madison St | Manhattan | Yes |  | 0 |  |  | 0 |  | Not collected |  |  |  |  | Not Solar Ready | No | 33831 | Poor | > 20 years | No | 2022 | 2022-07-07 | 10002 | 40.7124 | -73.9937 | 103 | 8 | 1079605 | 1002740006 | Chinatown
15 | DSNY | Bronx Lot Cleaning | 4389 3rd Ave | Bronx Lot Cleaning; 4389 3rd Ave | Bronx | Yes |  | 0 |  |  | 0 |  | Not collected |  |  |  |  | Not Solar Ready | No | 34000 | Poor | > 20 years | No | 2022 | 2022-07-07 | 10457 | 40.8511 | -73.8937 | 206 | 37504 | 2011508 | 2030470050 | East Tremont
36 | DPR | Prospect Park Maintence Facility | Prospect Park West at 7th St | Prospect Park Maintence Facility; Prospect Park West at 7th St | Brooklyn | No |  | 0 |  |  | 0 |  | Not collected |  |  |  |  | Not Solar Ready | No | 34100 | Between Fair and Poor | 2 to 4 years | Planned Green Roof, Existing Cool Roof | 2022 | 2022-07-07 | Unknown | Unknown | Unknown |  |  |  | Unknown | Unknown
35 | NYPD | 78th Precinct | 65 6th Ave | 78th Precinct; 65 6th Ave | Brooklyn | No |  | 0 |  |  | 0 |  | Not collected |  |  |  |  | Not Solar Ready | No | 34500 | Fair | 15 to 19 years | No | 2022 | 2022-07-07 | 11217 | 40.6808 | -73.9745 | 306 | 161 | 3027810 | 3011360001 | Prospect Heights
12 | NYPD | 47th Precinct | 4111 Laconia Ave | 47th Precinct; 4111 Laconia Ave | Bronx | Yes |  | 0 |  |  | 0 |  | Not collected |  |  |  |  | Not Solar Ready | No | 34700 | Fair | 10 to 14 years | No | 2022 | 2022-07-07 | 10466 | 40.8873 | -73.8473 | 212 | 424 | 2065163 | 2048760001 | Williamsbridge-Olinville
32 | DOE | Q273 | 88-07 102nd St | Q273; 88-07 102nd St | Queens | Yes |  | 0 |  |  | 0 |  | Not collected |  |  |  |  | Not Solar Ready | No | 34800 | Between Fair and Poor | 10 to 14 years | No | 2022 | 2022-07-07 | 11418 | 40.6936 | -73.8446 | 409 | 28 | 4539360 | 4092880101 | Richmond Hill
34 | DOE | K018 | 101 Maujer St | K018; 101 Maujer St | Brooklyn | No |  | 0 |  |  | 0 |  | Not collected |  |  |  |  | Not Solar Ready | No | 34800 | Fair | > 20 years | No | 2022 | 2022-07-07 | 11206 | 40.7106 | -73.947 | 301 | 503 | 3000000 | 3027870001 | East Williamsburg
49 | DOE | R020 | 161 Park Ave | R020; 161 Park Ave | Staten Island | Yes |  | 0 |  |  | 0 |  | Not collected |  |  |  |  | Not Solar Ready | No | 34880 | Between Good and Fair | 10 to 14 years | No | 2022 | 2022-07-07 | 10302 | 40.6366 | -74.1329 | 501 | 207 | 5106979 | 5010200001 | Port Richmond
48 | CUNY | West Academic Cluster - Wing D | 1950 Oriental Blvd | West Academic Cluster - Wing D; 1950 Oriental Blvd | Brooklyn | No |  | 0 |  |  | 0 |  | Not collected |  |  |  |  | Not Solar Ready | No | 35362 | Good | < 2 years | No | 2022 | 2022-07-07 | 11235 | 40.5785 | -73.9349 | 315 | 616 | 3347724 | 3087600060 | Sheepshead Bay-Gerritsen Beach-Manhattan Beach
48 | CUNY | West Academic Cluster - Wing F | 1950 Oriental Blvd | West Academic Cluster - Wing F; 1950 Oriental Blvd | Brooklyn | No |  | 0 |  |  | 0 |  | Not collected |  |  |  |  | Not Solar Ready | No | 35362 | Good | < 2 years | No | 2022 | 2022-07-07 | 11235 | 40.5785 | -73.9349 | 315 | 616 | 3347724 | 3087600060 | Sheepshead Bay-Gerritsen Beach-Manhattan Beach
31 | DOE | Q038 | 135-21 241 St | Q038; 135-21 241 St | Queens | Yes |  | 0 |  |  | 0 |  | Not collected |  |  |  |  | Not Solar Ready | No | 35363 | Fair | > 20 years | No | 2022 | 2022-07-07 | 11422 | 40.6716 | -73.734 | 413 | 638 | 4284236 | 4132220001 | Rosedale
0 | DEP | Water Supply Facility | Ulster | Water Supply Facility; Ulster | Upstate | No |  | 0 |  |  | 0 |  | Not collected |  |  |  |  | Not Solar Ready | No | 35540 | Fair | > 20 years | No | 2022 | 2022-07-07 | Unknown | Unknown | Unknown |  |  |  | Unknown | Unknown
37 | DOHMH | Bushwick Health Center | 335 Central Ave | Bushwick Health Center; 335 Central Ave | Brooklyn | Yes |  | 0 |  |  | 0 |  | Not collected |  |  |  |  | Not Solar Ready | No | 35640 | Poor | > 20 years | No | 2022 | 2022-07-07 | 11221 | 40.6947 | -73.9192 | 304 | 417 | 3076115 | 3033240001 | Bushwick South
15 | DOT | BX Borough Engineering, BX Sign Shop | 4409 Park Ave | BX Borough Engineering, BX Sign Shop; 4409 Park Ave | Bronx | Yes |  | 0 |  |  | 0 |  | Not collected |  |  |  |  | Not Solar Ready | No | 35735 | Good | 15 to 19 years | No | 2022 | 2022-07-07 | 10457 | 40.8526 | -73.8965 | 206 | 379 | 2100288 | 2030300006 | Mount Hope
49 | DEP | Port Richmond WRRF - Primary Settling Tanks (manned) | 1801 Richmond Ter | Port Richmond WRRF - Primary Settling Tanks (manned); 1801 Richmond Ter | Staten Island | Yes |  | 0 |  |  | 0 |  | Not collected |  |  |  |  | Not Solar Ready | No | 35739 | Good | 10 to 14 years | No | 2022 | 2022-07-07 | 10310 | 40.6372 | -74.1256 | 501 | 13302 | 5000000 | 5001850400 | West New Brighton-New Brighton-St. George
28 | DOE | Q096 | 130-01 Rockaway Blvd | Q096; 130-01 Rockaway Blvd | Queens | Yes |  | 0 |  |  | 0 |  | Not collected |  |  |  |  | Not Solar Ready | No | 35808 | Fair | > 20 years | No | 2022 | 2022-07-07 | 11420 | 40.675 | -73.8084 | 410 | 180 | 4253028 | 4116940027 | South Ozone Park
47 | DCLA | Explore the Shore/Alien Stingers | 510 Surf Ave | Explore the Shore/Alien Stingers; 510 Surf Ave | Brooklyn | Yes |  | 0 |  |  | 0 |  | Not collected |  |  |  |  | Not Solar Ready | No | 35883 | Poor | 15 to 19 years | No | 2022 | 2022-07-07 | 11224 | 40.5749 | -73.9742 | 313 | 352 | 3397350 | 3086980001 | Seagate-Coney Island
24 | DOHMH | Jamaica Health Center Main | 90-37 Parsons Blvd | Jamaica Health Center Main; 90-37 Parsons Blvd | Queens | Yes |  | 0 |  |  | 0 |  | Not collected |  |  |  |  | Not Solar Ready | No | 35900 | Unknown | 15 to 19 years | No | 2022 | 2022-07-07 | 11432 | 40.7038 | -73.8005 | 412 | 44601 | 4208836 | 4097560006 | Jamaica
11 | DOE | X056 | 341 East 207 St | X056; 341 East 207 St | Bronx | Yes |  | 0 |  |  | 0 |  | Not collected |  |  |  |  | Not Solar Ready | No | 36000 | Good | 2 to 4 years | No | 2022 | 2022-07-07 | 10467 | 40.8752 | -73.8752 | 207 | 42902 | 2018457 | 2033510001 | Norwood
17 | DHS | Willow Avenue Men's Shelter | 780 East 136th St | Willow Avenue Men's Shelter; 780 East 136th St | Bronx | Yes |  | 0 |  |  | 0 |  | Not collected |  |  |  |  | Not Solar Ready | No | 36000 | Unknown | Unknown | No | 2022 | 2022-07-07 | 10454 | 40.8028 | -73.9121 | 201 | 19 | 2003989 | 2025870001 | Mott Haven-Port Morris
30 | DOE | Q113 | 87-21 79 Ave | Q113; 87-21 79 Ave | Queens | No |  | 0 |  |  | 0 |  | Not collected |  |  |  |  | Not Solar Ready | No | 36000 | Between Fair and Poor | 15 to 19 years | No | 2022 | 2022-07-07 | 11385 | 40.705 | -73.8617 | 405 | 637 | 4094055 | 4038460040 | Glendale
48 | CUNY | Temporary Building #2 (T-2) | 2065 Oriental Blvd | Temporary Building #2 (T-2); 2065 Oriental Blvd | Brooklyn | No |  | 0 |  |  | 0 |  | Not collected |  |  |  |  | Not Solar Ready | No | 36000 | Poor | Unknown | No | 2022 | 2022-07-07 | 11235 | 40.5781 | -73.9334 | 315 | 616 | 3397338 | 3087600060 | Sheepshead Bay-Gerritsen Beach-Manhattan Beach
44 | DSNY | Brooklyn South 12 District Garage | 5602 19th Ave | Brooklyn South 12 District Garage; 5602 19th Ave | Brooklyn | Yes |  | 0 |  |  | 0 |  | Not collected |  |  |  |  | Not Solar Ready | No | 36010 | Unknown | Unknown | No | 2022 | 2022-07-07 | 11204 | 40.6229 | -73.9828 | 312 | 468 | 3328495 | 3054940089 | Borough Park
29 | NYPD | 112th Precinct | 68-40 Austin St | 112th Precinct; 68-40 Austin St | Queens | Yes |  | 0 |  |  | 0 |  | Not collected |  |  |  |  | Not Solar Ready | No | 36111 | Unknown | 10 to 14 years | No | 2022 | 2022-07-07 | 11375 | 40.7224 | -73.851 | 406 | 711 | 4077446 | 4032340022 | Forest Hills
17 | DSNY | Citywide Transport Unit | 1383 Randall Ave | Citywide Transport Unit; 1383 Randall Ave | Bronx | No |  | 0 |  |  | 0 |  | Not collected |  |  |  |  | Not Solar Ready | No | 36135 | Poor | Unknown | No | 2022 | 2022-07-07 | 10474 | 40.8128 | -73.882 | 202 | 117 | 2117711 | 2027660320 | Hunts Point
42 | DEP | 26th Ward WRRF - Chlorine Contact Tanks 2 | 122-66 Flatlands Ave | 26th Ward WRRF - Chlorine Contact Tanks 2; 122-66 Flatlands Ave | Brooklyn | Yes |  | 0 |  |  | 0 |  | Not collected |  |  |  |  | Not Solar Ready | No | 36240 | Unknown | 10 to 14 years | No | 2022 | 2022-07-07 | 11207 | 40.6548 | -73.8815 | 305 | 1070 | 3000000 | 3044400001 | East New York
14 | CUNY | Community Hall | 2020 Sedgwick Ave | Community Hall; 2020 Sedgwick Ave | Bronx | No |  | 0 |  |  | 0 |  | Not collected |  |  |  |  | Not Solar Ready | No | 36404 | Poor | Unknown | No | 2022 | 2022-07-07 | 10453 | 40.8582 | -73.9158 | 205 | 249 | 2100240 | 2032220062 | University Heights-Morris Heights
22 | DOC | Rikers Island Powerhouse | Rikers Island | Rikers Island Powerhouse; Rikers Island | Bronx | No |  | 0 |  |  | 0 |  | Not collected |  |  |  |  | Not Solar Ready | No | 36450 | Poor | > 20 years | No | 2022 | 2022-07-07 | 11370 | 40.7906 | -73.8819 | 401 | 1 | 2000000 | 2026050040 | Rikers Island
3 | NYPD | Parking Enforcement Division | 134 West 30th St | Parking Enforcement Division; 134 West 30th St | Manhattan | No |  | 0 |  |  | 0 |  | Not collected |  |  |  |  | Not Solar Ready | No | 36702 | Between Good and Fair | 10 to 14 years | No | 2022 | 2022-07-07 | 10001 | 40.7477 | -73.9907 | 105 | 95 | 1015151 | 1008050082 | Midtown-Midtown South
8 | HRA | Hunt Point Multi Service Center (owned) | 630 Jackson Ave | Hunt Point Multi Service Center (owned); 630 Jackson Ave | Bronx | Yes |  | 0 |  |  | 0 |  | Not collected |  |  |  |  | Not Solar Ready | No | 36716 | Poor | 10 to 14 years | No | 2022 | 2022-07-07 | 10455 | 40.8154 | -73.9083 | 201 | 73 | 2004558 | 2026430001 | Melrose South-Mott Haven North
7 | NYPD | 26th Precinct | 520 West 126th St | 26th Precinct; 520 West 126th St | Manhattan | Yes |  | 0 |  |  | 0 |  | Not collected |  |  |  |  | Not Solar Ready | No | 36856 | Good | 15 to 19 years | No | 2022 | 2022-07-07 | 10027 | 40.8148 | -73.9563 | 109 | 219 | 1076682 | 1019820038 | Manhattanville
46 | NYPD | NYPD Warehouse | Gateway tiol Recreation Area | NYPD Warehouse; Gateway tiol Recreation Area | Brooklyn | No |  | 0 |  |  | 0 |  | Not collected |  |  |  |  | Not Solar Ready | No | 36920 | Between Good and Fair | 15 to 19 years | No | 2022 | 2022-07-07 | Unknown | Unknown | Unknown |  |  |  | Unknown | Unknown
28 | DOE | Q048 | 155-02 108 Ave | Q048; 155-02 108 Ave | Queens | Yes |  | 0 |  |  | 0 |  | Not collected |  |  |  |  | Not Solar Ready | No | 37000 | Poor | 10 to 14 years | No | 2022 | 2022-07-07 | 11433 | 40.6941 | -73.797 | 412 | 254 | 4216099 | 4101440042 | South Jamaica
30 | DSNY | Queens West 5A Broom Garage | 58-02 48 St | Queens West 5A Broom Garage; 58-02 48 St | Queens | No |  | 0 |  |  | 0 |  | Not collected |  |  |  |  | Not Solar Ready | No | 37000 | Poor | > 20 years | No | 2022 | 2022-07-07 | 11378 | 40.7215 | -73.9219 | 405 | 219 | 4544131 | 4026000001 | Hunters Point-Sunnyside-West Maspeth
37 | DOE | K086 | 220 Irving Ave | K086; 220 Irving Ave | Brooklyn | Yes |  | 0 |  |  | 0 |  | Not collected |  |  |  |  | Not Solar Ready | No | 37000 | Between Good and Fair | 5 to 9 years | No | 2022 | 2022-07-07 | 11237 | 40.7008 | -73.9175 | 304 | 431 | 3075109 | 3032890027 | Bushwick North
32 | DOE | Q066 | 85-11 102 St | Q066; 85-11 102 St | Queens | Yes |  | 0 |  |  | 0 |  | Not collected |  |  |  |  | Not Solar Ready | No | 37008 | Fair | 10 to 14 years | No | 2022 | 2022-07-07 | 11418 | 40.6978 | -73.8466 | 409 | 24 | 4191497 | 4091830001 | Richmond Hill
9 | NYPD | 28th Precinct | 2271-89 8th Ave | 28th Precinct; 2271-89 8th Ave | Manhattan | Yes |  | 0 |  |  | 0 |  | Not collected |  |  |  |  | Not Solar Ready | No | 37160 | Poor | 15 to 19 years | No | 2022 | 2022-07-07 | 10027 | 40.8086 | -73.9523 | 110 | 257 | 1059240 | 1019490029 | Central Harlem South
12 | DOE | X169 | 3500 Edson Ave | X169; 3500 Edson Ave | Bronx | Yes |  | 0 |  |  | 0 |  | Not collected |  |  |  |  | Not Solar Ready | No | 37200 | Between Good and Fair | 10 to 14 years | No | 2022 | 2022-07-07 | 10466 | 40.8812 | -73.8398 | 212 | 460 | 2116222 | 2048940001 | Eastchester-Edenwald-Baychester
39 | DOE | K077 (K902 Annex) | 62 Park Pl | K077 (K902 Annex); 62 Park Pl | Brooklyn | No |  | 0 |  |  | 0 |  | Not collected |  |  |  |  | Not Solar Ready | No | 37200 | Good | 2 to 4 years | No | 2022 | 2022-07-07 | 11217 | 40.679 | -73.9765 | 306 | 12902 | 3259250 | 3009410050 | Park Slope-Gowanus
49 | DOE | R831 | 211 Daniel Low Ter | R831; 211 Daniel Low Ter | Staten Island | Yes |  | 0 |  |  | 0 |  | Not collected |  |  |  |  | Not Solar Ready | No | 37260 | Between Good and Fair | 10 to 14 years | No | 2022 | 2022-07-07 | 10301 | 40.6391 | -74.0799 | 501 | 11 | 5000290 | 5000180006 | West New Brighton-New Brighton-St. George
4 | FDNY | Engine Co. 39, Ladder Co. 16 and 19th Precinct Campus | 158 East 67th St | Engine Co. 39, Ladder Co. 16 and 19th Precinct Campus; 158 East 67th St | Manhattan | No |  | 0 |  |  | 0 |  | Not collected |  |  |  |  | Not Solar Ready | No | 37286 | Unknown | Unknown | No | 2022 | 2022-07-07 | 10065 | 40.7669 | -73.9638 | 108 | 120 |  | Unknown | Upper East Side-Carnegie Hill
47 | DOE | K728 | 2865 W. 19th St | K728; 2865 W. 19th St | Brooklyn | Yes |  | 0 |  |  | 0 |  | Not collected |  |  |  |  | Not Solar Ready | No | 37362 | Between Good and Fair | 10 to 14 years | No | 2022 | 2022-07-07 | 11224 | 40.5772 | -73.986 | 313 | 326 | 3329331 | 3070200039 | Seagate-Coney Island
13 | DOE | X108 | 1166 Neill Ave | X108; 1166 Neill Ave | Bronx | No |  | 0 |  |  | 0 |  | Not collected |  |  |  |  | Not Solar Ready | No | 37426 | Between Good and Fair | 10 to 14 years | No | 2022 | 2022-07-07 | 10461 | 40.8547 | -73.8532 | 211 | 288 | 2048608 | 2042750001 | Pelham Parkway
36 | DOHMH | Bedford Health Center | 485 Throop Ave | Bedford Health Center; 485 Throop Ave | Brooklyn | Yes |  | 0 |  |  | 0 |  | Not collected |  |  |  |  | Not Solar Ready | No | 37766 | Unknown | 15 to 19 years | No | 2022 | 2022-07-07 | 11221 | 40.6857 | -73.9415 | 303 | 277 | 3051782 | 3018260001 | Stuyvesant Heights
47 | DCLA | Sea Cliffs | 504 Surf Ave | Sea Cliffs; 504 Surf Ave | Brooklyn | Yes |  | 0 |  |  | 0 |  | Not collected |  |  |  |  | Not Solar Ready | No | 38000 | Poor | Unknown | No | 2022 | 2022-07-07 | 11224 | 40.5749 | -73.9741 | 313 | 352 | 3421782 | 3086980001 | Seagate-Coney Island
1 | DFTA | CPC Open Door Senior Center | 168 Grand St | CPC Open Door Senior Center; 168 Grand St | Manhattan | Yes |  | 0 |  |  | 0 |  | Not collected |  |  |  |  | Not Solar Ready | No | 38120 | Good | Unknown | No | 2022 | 2022-07-07 | 10013 | 40.7197 | -73.9983 | 102 | 41 | 1075959 | 1004727501 | SoHo-TriBeCa-Civic Center-Little Italy
32 | DOE | Q262 | 95-16 89th Ave | Q262; 95-16 89th Ave | Queens | Yes |  | 0 |  |  | 0 |  | Not collected |  |  |  |  | Not Solar Ready | No | 38400 | Between Good and Fair | 10 to 14 years | No | 2022 | 2022-07-07 | 11421 | 40.6918 | -73.849 | 409 | 20 | 4538070 | 4089750100 | Woodhaven
40 | DOE | K397 | 490 Fenimore St | K397; 490 Fenimore St | Brooklyn | Yes |  | 0 |  |  | 0 |  | Not collected |  |  |  |  | Not Solar Ready | No | 38400 | Between Good and Fair | 10 to 14 years | No | 2022 | 2022-07-07 | 11203 | 40.6589 | -73.9463 | 309 | 810 | 3107315 | 3048150020 | Prospect Lefferts Gardens-Wingate
40 | DOE | K399 | 2707 Albemarle Rd | K399; 2707 Albemarle Rd | Brooklyn | Yes |  | 0 |  |  | 0 |  | Not collected |  |  |  |  | Not Solar Ready | No | 38400 | Between Good and Fair | > 20 years | No | 2022 | 2022-07-07 | 11226 | 40.648 | -73.9519 | 317 | 824 | 3117396 | 3051110001 | Erasmus
49 | DCLA | Bldg G/Newhouse Gallery | 1000 Richmond Ter | Bldg G/Newhouse Gallery; 1000 Richmond Ter | Staten Island | No |  | 0 |  |  | 0 |  | Not collected |  |  |  |  | Not Solar Ready | No | 38400 | Between Good and Fair | > 20 years | No | 2022 | 2022-07-07 | 10310 | 40.6452 | -74.1047 | 501 | 97 | 5000000 | 5000760200 | West New Brighton-New Brighton-St. George
18 | DSNY | Bronx 11 Sanitation Garage | 850 Zerega Ave | Bronx 11 Sanitation Garage; 850 Zerega Ave | Bronx | No |  | 0 |  |  | 0 |  | Not collected |  |  |  |  | Not Solar Ready | No | 38632 | Good | > 20 years | No | 2022 | 2022-07-07 | 10473 | 40.8251 | -73.8431 | 209 | 90 | 2094841 | 2037020001 | Soundview-Castle Hill-Clason Point-Harding Park
3 | DCAS | Midtown Community Court | 314 West 54th St | Midtown Community Court; 314 West 54th St | Manhattan | No |  | 0 |  |  | 0 |  | Not collected |  |  |  |  | Not Solar Ready | No | 39150 | Between Good and Fair | 10 to 14 years | No | 2022 | 2022-07-07 | 10019 | 40.7651 | -73.985 | 104 | 133 | 1025397 | 1010440022 | Clinton
34 | NYPD | 90th Precinct and Engine Company 216 | 211 Union Ave | 90th Precinct and Engine Company 216; 211 Union Ave | Brooklyn | No |  | 0 |  |  | 0 |  | Not collected |  |  |  |  | Not Solar Ready | No | 39345 | Poor | 15 to 19 years | No | 2022 | 2022-07-07 | 11211 | 40.7065 | -73.9504 | 301 | 527 | 3063633 | 3024650100 | North Side-South Side
39 | DOE | K124 | 515 4th Ave | K124; 515 4th Ave | Brooklyn | No |  | 0 |  |  | 0 |  | Not collected |  |  |  |  | Not Solar Ready | No | 39600 | Between Fair and Poor | > 20 years | No | 2022 | 2022-07-07 | 11215 | 40.6675 | -73.991 | 306 | 141 | 3023391 | 3010340001 | Park Slope-Gowanus
14 | CUNY | New Hall | 135 West 180 St | New Hall; 135 West 180 St | Bronx | No |  | 0 |  |  | 0 |  | Not collected |  |  |  |  | Not Solar Ready | No | 39605 | Poor | Unknown | No | 2022 | 2022-07-07 | 10453 | 40.8561 | -73.9128 | 205 | 249 | 2100250 | 2032220062 | University Heights-Morris Heights
41 | NYPD | 81st Precinct (and Engine Company 222) | 30 Ralph Ave | 81st Precinct (and Engine Company 222); 30 Ralph Ave | Brooklyn | Yes |  | 0 |  |  | 0 |  | Not collected |  |  |  |  | Not Solar Ready | No | 39700 | Good | > 20 years | No | 2022 | 2022-07-07 | 11221 | 40.6895 | -73.924 | 303 | 387 | 3044596 | 3016330039 | Stuyvesant Heights
15 | DOE | X163 | 2075 Webster Ave | X163; 2075 Webster Ave | Bronx | Yes |  | 0 |  |  | 0 |  | Not collected |  |  |  |  | Not Solar Ready | No | 39811 | Between Fair and Poor | > 20 years | No | 2022 | 2022-07-07 | 10457 | 40.8517 | -73.8985 | 205 | 379 | 2013297 | 2031420048 | Mount Hope
8 | DEP | Wards Island WRRF - Dewatering: A1 | 7 Wards Island | Wards Island WRRF - Dewatering: A1; 7 Wards Island | Manhattan | Yes |  | 0 |  |  | 0 |  | Not collected |  |  |  |  | Not Solar Ready | No | 39839 | Poor | > 20 years | No | 2022 | 2022-07-07 | 10035 | 40.7928 | -73.9228 | 111 | 240 | 1000000 | 1018190015 | park-cemetery-etc-Manhattan
49 | DCAS | Richmond Health Center | 51 Stuyvesant Pl | Richmond Health Center; 51 Stuyvesant Pl | Staten Island | Yes |  | 0 |  |  | 0 |  | Not collected |  |  |  |  | Not Solar Ready | No | 39956 | Fair | Unknown | No | 2022 | 2022-07-07 | 10301 | 40.6449 | -74.0783 | 501 | 7 | 5000089 | 5000090009 | West New Brighton-New Brighton-St. George
15 | DCLA | Congo Gorilla Forest | 2300 Southern Blvd | Congo Gorilla Forest; 2300 Southern Blvd | Bronx | Yes |  | 0 |  |  | 0 |  | Not collected |  |  |  |  | Not Solar Ready | No | 40000 | Good | 15 to 19 years | No | 2022 | 2022-07-07 | 10460 | 40.8506 | -73.8825 | 206 | 334 | 2116700 | 2031200020 | park-cemetery-etc-Bronx
39 | DOE | K107 | 1301 8 Ave | K107; 1301 8 Ave | Brooklyn | No |  | 0 |  |  | 0 |  | Not collected |  |  |  |  | Not Solar Ready | No | 40000 | Between Fair and Poor | 10 to 14 years | No | 2022 | 2022-07-07 | 11215 | 40.6633 | -73.9813 | 306 | 167 | 3026517 | 3011010001 | Park Slope-Gowanus
3 | NYPD | 14th Precinct (Midtown South) | 357 West 35th St | 14th Precinct (Midtown South); 357 West 35th St | Manhattan | No |  | 0 |  |  | 0 |  | Not collected |  |  |  |  | Not Solar Ready | No | 40107 | Fair | 15 to 19 years | No | 2022 | 2022-07-07 | 10001 | 40.7535 | -73.9945 | 104 | 111 | 1013564 | 1007590008 | Hudson Yards-Chelsea-Flatiron-Union Square
32 | DEP | Rockaway WRRF - P&C Building | Beach Channel Dr | Rockaway WRRF - P&C Building; Beach Channel Dr | Queens | No |  | 0 |  |  | 0 |  | Not collected |  |  |  |  | Not Solar Ready | No | 40594 | Between Fair and Poor | > 20 years | No | 2022 | 2022-07-07 | Unknown | Unknown | Unknown |  |  |  | Unknown | Unknown
48 | DEP | Coney Island WRRF - Main Sewage Pump Station | 2591 Kpp St | Coney Island WRRF - Main Sewage Pump Station; 2591 Kpp St | Brooklyn | No |  | 0 |  |  | 0 |  | Not collected |  |  |  |  | Not Solar Ready | No | 40625 | Fair | > 20 years | No | 2022 | 2022-07-07 | Unknown | Unknown | Unknown |  |  |  | Unknown | Unknown
50 | DOE | R048 | 1055 Targee St | R048; 1055 Targee St | Staten Island | No |  | 0 |  |  | 0 |  | Not collected |  |  |  |  | Not Solar Ready | No | 40800 | Fair | > 20 years | No | 2022 | 2022-07-07 | 10304 | 40.6022 | -74.0914 | 502 | 50 | 5046419 | 5031710001 | Grasmere-Arrochar-Ft. Wadsworth
49 | DOE | R021 | 168 Hooker Pl | R021; 168 Hooker Pl | Staten Island | No |  | 0 |  |  | 0 |  | Not collected |  |  |  |  | Not Solar Ready | No | 40860 | Between Fair and Poor | > 20 years | No | 2022 | 2022-07-07 | 10302 | 40.6315 | -74.1443 | 501 | 213 | 5026335 | 5011350001 | Port Richmond
24 | OCME | Chief Medical Examiner | 82-68 164th St | Chief Medical Examiner; 82-68 164th St | Queens | Yes |  | 0 |  |  | 0 |  | Not collected |  |  |  |  | Not Solar Ready | No | 40950 | Good | 10 to 14 years | No | 2022 | 2022-07-07 | 11432 | 40.7172 | -73.8034 | 408 | 1267 | 4442431 | 4068580001 | Pomonok-Flushing Heights-Hillcrest
40 | OCME | Chief Medical Examiner | 599 Winthrop St | Chief Medical Examiner; 599 Winthrop St | Brooklyn | Yes |  | 0 |  |  | 0 |  | Not collected |  |  |  |  | Not Solar Ready | No | 40950 | Good | 10 to 14 years | No | 2022 | 2022-07-07 | 11203 | 40.6577 | -73.9405 | 309 | 808 | 3397939 | 3048120001 | Prospect Lefferts Gardens-Wingate
8 | FDNY | Building 9 - Administration | 9 Reilly Blvd | Building 9 - Administration; 9 Reilly Blvd | Manhattan | Yes |  | 0 |  |  | 0 |  | Not collected |  |  |  |  | Not Solar Ready | No | 41224 | Between Fair and Poor | > 20 years | No | 2022 | 2022-07-07 | 10035 | 40.792 | -73.9201 | 111 | 240 | 1088009 | 1018190040 | park-cemetery-etc-Manhattan
10 | DPR | Fort Tryon Park Building C (The Cloisters) | Fort Tryon Park | Fort Tryon Park Building C (The Cloisters); Fort Tryon Park | Manhattan | Yes |  | 0 |  |  | 0 |  | Not collected |  |  |  |  | Not Solar Ready | No | 41285 | Poor | 15 to 19 years | No | 2022 | 2022-07-07 | 10040 | 40.8614 | -73.9335 | 112 | 287 | 1000000 | 1021790625 | Washington Heights North
14 | CUNY | Gould Hall | 2151 University Ave | Gould Hall; 2151 University Ave | Bronx | No |  | 0 |  |  | 0 |  | Not collected |  |  |  |  | Not Solar Ready | No | 41400 | Poor | Unknown | No | 2022 | 2022-07-07 | 10453 | 40.8571 | -73.9098 | 205 | 249 | 2100248 | 2032220062 | University Heights-Morris Heights
9 | DHS | Harlem 1 Men's Shelter | 2960 Frederick Douglass Blvd | Harlem 1 Men's Shelter; 2960 Frederick Douglass Blvd | Manhattan | Yes |  | 0 |  |  | 0 |  | Not collected |  |  |  |  | Not Solar Ready | No | 41446 | Unknown | Unknown | No | 2022 | 2022-07-07 | 10039 | 40.83 | -73.9366 | 110 | 24302 | 1076737 | 1021050001 | Central Harlem North-Polo Grounds
51 | DOE | R005 | 348 Deisius St | R005; 348 Deisius St | Staten Island | No |  | 0 |  |  | 0 |  | Not collected |  |  |  |  | Not Solar Ready | No | 41460 | Between Fair and Poor | > 20 years | No | 2022 | 2022-07-07 | 10312 | 40.5302 | -74.1876 | 503 | 176 | 5082407 | 5065660001 | Annadale-Huguenot-Prince's Bay-Eltingville
2 | NYPD | Property Clerk and Youth Aid | 34 East 12th St | Property Clerk and Youth Aid; 34 East 12th St | Manhattan | No |  | 0 |  |  | 0 |  | Not collected |  |  |  |  | Not Solar Ready | No | 41490 | Poor | Unknown | No | 2022 | 2022-07-07 | 10003 | 40.7338 | -73.9925 | 102 | 61 | 1009128 | 1005630019 | West Village
35 | DOHMH | Fort Greene Health Center | 295 Flatbush Ave Ext | Fort Greene Health Center; 295 Flatbush Ave Ext | Brooklyn | No |  | 0 |  |  | 0 |  | Not collected |  |  |  |  | Not Solar Ready | No | 41800 | Fair | 10 to 14 years | No | 2022 | 2022-07-07 | 11201 | 40.692 | -73.9825 | 302 | 15 | 3058406 | 3020790021 | DUMBO-Vinegar Hill-Downtown Brooklyn-Boerum Hill
42 | DSNY | Brooklyn South 16 District Garage | 922 Georgia Ave | Brooklyn South 16 District Garage; 922 Georgia Ave | Brooklyn | Yes |  | 0 |  |  | 0 |  | Not collected |  |  |  |  | Not Solar Ready | No | 41800 | Between Fair and Poor | Unknown | No | 2022 | 2022-07-07 | 11207 | 40.6546 | -73.8898 | 305 | 1104 | 3097871 | 3043880001 | East New York
17 | DOHMH | Tremont Health Center | 1826 Arthur Ave | Tremont Health Center; 1826 Arthur Ave | Bronx | Yes |  | 0 |  |  | 0 |  | Not collected |  |  |  |  | Not Solar Ready | No | 41894 | Between Fair and Poor | 10 to 14 years | No | 2022 | 2022-07-07 | 10457 | 40.8441 | -73.8945 | 206 | 36901 | 2009891 | 2029450018 | East Tremont
18 | DOE | X069 | 560 Thieriot Ave | X069; 560 Thieriot Ave | Bronx | Yes |  | 0 |  |  | 0 |  | Not collected |  |  |  |  | Not Solar Ready | No | 42000 | Between Good and Fair | 10 to 14 years | No | 2022 | 2022-07-07 | 10473 | 40.8167 | -73.8609 | 209 | 16 | 2021482 | 2035240020 | Soundview-Castle Hill-Clason Point-Harding Park
25 | DOE | Q102 | 55-24 Van Horn St | Q102; 55-24 Van Horn St | Queens | Yes |  | 0 |  |  | 0 |  | Not collected |  |  |  |  | Not Solar Ready | No | 42000 | Poor | 15 to 19 years | No | 2022 | 2022-07-07 | 11373 | 40.7335 | -73.8779 | 404 | 479 | 4437597 | 4028790031 | Elmhurst-Maspeth
35 | DCLA | Brooklyn Botanic Garden Service Garage | 1000 Washington Ave | Brooklyn Botanic Garden Service Garage; 1000 Washington Ave | Brooklyn | No |  | 0 |  |  | 0 |  | Not collected |  |  |  |  | Not Solar Ready | No | 42000 | Good | Unknown | No | 2022 | 2022-07-07 | 11225 | 40.6675 | -73.9618 | 355 | 177 | 3337842 | 3011830001 | park-cemetery-etc-Brooklyn
43 | DOE | K127 | 7805 7 Ave | K127; 7805 7 Ave | Brooklyn | No |  | 0 |  |  | 0 |  | Not collected |  |  |  |  | Not Solar Ready | No | 42000 | Between Fair and Poor | > 20 years | No | 2022 | 2022-07-07 | 11228 | 40.6241 | -74.0188 | 310 | 206 | 3150481 | 3059730001 | Dyker Heights
44 | DOE | K121 | 5301 20 Ave | K121; 5301 20 Ave | Brooklyn | Yes |  | 0 |  |  | 0 |  | Not collected |  |  |  |  | Not Solar Ready | No | 42000 | Poor | > 20 years | No | 2022 | 2022-07-07 | 11204 | 40.6233 | -73.9788 | 312 | 464 | 3253281 | 3054951101 | Borough Park
27 | DOE | Q036 | 187-01 Foch Blvd | Q036; 187-01 Foch Blvd | Queens | Yes |  | 0 |  |  | 0 |  | Not collected |  |  |  |  | Not Solar Ready | No | 42049 | Between Fair and Poor | > 20 years | No | 2022 | 2022-07-07 | 11412 | 40.6908 | -73.7639 | 412 | 366 | 4268900 | 4124390032 | St. Albans
2 | NYPD | 9th Precinct | 321 East 5th St | 9th Precinct; 321 East 5th St | Manhattan | No |  | 0 |  |  | 0 |  | Not collected |  |  |  |  | Not Solar Ready | No | 42235 | Between Fair and Poor | 5 to 9 years | No | 2022 | 2022-07-07 | 10003 | 40.7265 | -73.9883 | 103 | 38 | 1006254 | 1004470047 | East Village
8 | FDNY | Building 11 - Administration | 11 Reilly Blvd | Building 11 - Administration; 11 Reilly Blvd | Manhattan | Yes |  | 0 |  |  | 0 |  | Not collected |  |  |  |  | Not Solar Ready | No | 42554 | Poor | > 20 years | No | 2022 | 2022-07-07 | 10035 | 40.7916 | -73.919 | 111 | 240 | 1088010 | 1018190040 | park-cemetery-etc-Manhattan
17 | NYPD | 41st Precinct | 1035 Longwood Ave | 41st Precinct; 1035 Longwood Ave | Bronx | Yes |  | 0 |  |  | 0 |  | Not collected |  |  |  |  | Not Solar Ready | No | 42567 | Fair | 15 to 19 years | No | 2022 | 2022-07-07 | 10459 | 40.8162 | -73.896 | 202 | 89 | 2090437 | 2027320001 | Hunts Point
11 | DCLA | Wave Hill Campus: Wave Hill House | 675 West 252nd St | Wave Hill Campus: Wave Hill House; 675 West 252nd St | Bronx | No |  | 0 |  |  | 0 |  | Not collected |  |  |  |  | Not Solar Ready | No | 43025 | Between Good and Fair | Unknown | No | 2022 | 2022-07-07 | 10471 | 40.9001 | -73.9112 | 208 | 309 | 2101020 | 2059370440 | North Riverdale-Fieldston-Riverdale
11 | DOE | X019 | 4318 Katoh Ave | X019; 4318 Katoh Ave | Bronx | No |  | 0 |  |  | 0 |  | Not collected |  |  |  |  | Not Solar Ready | No | 43260 | Fair | > 20 years | No | 2022 | 2022-07-07 | Unknown | Unknown | Unknown |  |  |  | Unknown | Unknown
7 | DOHMH | Riverside Health Center | 160 West 100th St | Riverside Health Center; 160 West 100th St | Manhattan | No |  | 0 |  |  | 0 |  | Not collected |  |  |  |  | Not Solar Ready | No | 43877 | Poor | 5 to 9 years | No | 2022 | 2022-07-07 | 10025 | 40.7964 | -73.9679 | 107 | 185 | 1055906 | 1018520049 | Upper West Side
39 | DOE | K154 | 1625 11th Ave | K154; 1625 11th Ave | Brooklyn | No |  | 0 |  |  | 0 |  | Not collected |  |  |  |  | Not Solar Ready | No | 44000 | Good | 5 to 9 years | No | 2022 | 2022-07-07 | 11215 | 40.6575 | -73.9762 | 307 | 171 | 3121871 | 3052570001 | Windsor Terrace
19 | DOE | Q098 | 40-20 235 St | Q098; 40-20 235 St | Queens | Yes |  | 0 |  |  | 0 |  | Not collected |  |  |  |  | Not Solar Ready | No | 44460 | Fair | > 20 years | No | 2022 | 2022-07-07 | 11363 | 40.7693 | -73.7494 | 411 | 1483 | 4168629 | 4080820285 | Douglas Manor-Douglaston-Little Neck
7 | NYPD | 24th Precinct | 151 West 100th St | 24th Precinct; 151 West 100th St | Manhattan | Yes |  | 0 |  |  | 0 |  | Not collected |  |  |  |  | Not Solar Ready | No | 44485 | Poor | 15 to 19 years | No | 2022 | 2022-07-07 | 10025 | 40.796 | -73.9668 | 107 | 189 | 1055910 | 1018550005 | Upper West Side
38 | NYPD | Applicant Processing Division | 4201 4th Ave | Applicant Processing Division; 4201 4th Ave | Brooklyn | Yes |  | 0 |  |  | 0 |  | Not collected |  |  |  |  | Not Solar Ready | No | 44625 | Good | Unknown | No | 2022 | 2022-07-07 | 11232 | 40.6503 | -74.0082 | 307 | 82 | 3010833 | 3007240001 | Sunset Park West
15 | DOT | Fleet Services Maintence and Repair | 2144 Webster Ave | Fleet Services Maintence and Repair; 2144 Webster Ave | Bronx | Yes |  | 0 |  |  | 0 |  | Not collected |  |  |  |  | Not Solar Ready | No | 45000 | Between Fair and Poor | 15 to 19 years | No | 2022 | 2022-07-07 | 10457 | 40.8535 | -73.8973 | 206 | 379 | 2011136 | 2030300028 | Mount Hope
21 | DOE | Q228 | 32-65 93 St | Q228; 32-65 93 St | Queens | Yes |  | 0 |  |  | 0 |  | Not collected |  |  |  |  | Not Solar Ready | No | 45000 | Poor | 15 to 19 years | No | 2022 | 2022-07-07 | 11369 | 40.7574 | -73.8753 | 403 | 353 | 4034892 | 4014230057 | East Elmhurst
35 | DCLA | Comfort Station | 1000 Washington Ave | Comfort Station; 1000 Washington Ave | Brooklyn | No |  | 0 |  |  | 0 |  | Not collected |  |  |  |  | Not Solar Ready | No | 45000 | Unknown | Unknown | No | 2022 | 2022-07-07 | 11225 | 40.6675 | -73.9618 | 355 | 177 | 3337842 | 3011830001 | park-cemetery-etc-Brooklyn
15 | DCLA | Nolen Glasshouses | 2658 Dr. Theodore Kazimiroff Blvd | Nolen Glasshouses; 2658 Dr. Theodore Kazimiroff Blvd | Bronx | Yes |  | 0 |  |  | 0 |  | Not collected |  |  |  |  | Not Solar Ready | No | 45400 | Good | 10 to 14 years | No | 2022 | 2022-07-07 | 10458 | 40.8633 | -73.883 | 206 | 334 |  | Unknown | park-cemetery-etc-Bronx
12 | ACS | 1250 East 229 Street | 1250 East 229 St | 1250 East 229 Street; 1250 East 229 St | Bronx | Yes |  | 0 |  |  | 0 |  | Not collected |  |  |  |  | Not Solar Ready | No | 45482 | Good | Unknown | No | 2022 | 2022-07-07 | 10466 | 40.8837 | -73.842 | 212 | 460 | 2097408 | 2049050002 | Eastchester-Edenwald-Baychester
32 | DOE | Q056 | 86-10 114th St | Q056; 86-10 114th St | Queens | Yes |  | 0 |  |  | 0 |  | Not collected |  |  |  |  | Not Solar Ready | No | 45595 | Fair | 10 to 14 years | No | 2022 | 2022-07-07 | 11418 | 40.6992 | -73.8353 | 409 | 130 | 4192689 | 4092260057 | Richmond Hill
25 | DOE | Q222 | 86-15 37 Ave | Q222; 86-15 37 Ave | Queens | No |  | 0 |  |  | 0 |  | Not collected |  |  |  |  | Not Solar Ready | No | 46000 | Poor | 15 to 19 years | No | 2022 | 2022-07-07 | 11372 | 40.7502 | -73.8804 | 403 | 279 | 4035854 | 4014600034 | Jackson Heights
8 | DEP | Wards Island WRRF - Pump And Blower | 7 Wards Island | Wards Island WRRF - Pump And Blower; 7 Wards Island | Manhattan | Yes |  | 0 |  |  | 0 |  | Not collected |  |  |  |  | Not Solar Ready | No | 46324 | Unknown | > 20 years | No | 2022 | 2022-07-07 | 10035 | 40.7928 | -73.9228 | 111 | 240 | 1000000 | 1018190015 | park-cemetery-etc-Manhattan
50 | DOE | R011 | 50 Jefferson St | R011; 50 Jefferson St | Staten Island | No |  | 0 |  |  | 0 |  | Not collected |  |  |  |  | Not Solar Ready | No | 46880 | Fair | > 20 years | No | 2022 | 2022-07-07 | 10304 | 40.5906 | -74.0977 | 502 | 9602 | 5048647 | 5033030018 | Old Town-Dongan Hills-South Beach
8 | DSNY | Manhattan 11 District Garage | 343 East 99th St | Manhattan 11 District Garage; 343 East 99th St | Manhattan | Yes |  | 0 |  |  | 0 |  | Not collected |  |  |  |  | Not Solar Ready | No | 47000 | Poor | > 20 years | No | 2022 | 2022-07-07 | 10029 | 40.7857 | -73.9446 | 111 | 164 | 1089407 | 1016710020 | East Harlem South
49 | DEP | Port Richmond WRRF - Thickener Digester Comlpex Bldg (manned) | 1801 Richmond Ter | Port Richmond WRRF - Thickener Digester Comlpex Bldg (manned); 1801 Richmond Ter | Staten Island | Yes |  | 0 |  |  | 0 |  | Not collected |  |  |  |  | Not Solar Ready | No | 47016 | Between Fair and Poor | 15 to 19 years | No | 2022 | 2022-07-07 | 10310 | 40.6372 | -74.1256 | 501 | 13302 | 5000000 | 5001850400 | West New Brighton-New Brighton-St. George
11 | NYPD | 50th Precinct | 3450 Kingsbridge Ave | 50th Precinct; 3450 Kingsbridge Ave | Bronx | No |  | 0 |  |  | 0 |  | Not collected |  |  |  |  | Not Solar Ready | No | 47097 | Unknown | 10 to 14 years | No | 2022 | 2022-07-07 | 10463 | 40.8829 | -73.9036 | 208 | 287 | 2087576 | 2057600134 | Spuyten Duyvil-Kingsbridge
8 | DOHMH | East Harlem Health Center | 158 East 115th St | East Harlem Health Center; 158 East 115th St | Manhattan | Yes |  | 0 |  |  | 0 |  | Not collected |  |  |  |  | Not Solar Ready | No | 47349 | Good | 10 to 14 years | No | 2022 | 2022-07-07 | 10029 | 40.7978 | -73.9417 | 111 | 182 | 1052229 | 1016400147 | East Harlem North
39 | DPR | Prospect Park Zoo | 450 Flatbush Ave | Prospect Park Zoo; 450 Flatbush Ave | Brooklyn | No |  | 0 |  |  | 0 |  | Not collected |  |  |  |  | Not Solar Ready | No | 47600 | Fair | 15 to 19 years | No | 2022 | 2022-07-07 | 11225 | 40.6657 | -73.9642 | 355 | 177 | 3339261 | 3011170001 | park-cemetery-etc-Brooklyn
49 | DCLA | Staten Island Zoo Campus: Main Zoo Building | 614 Broadway | Staten Island Zoo Campus: Main Zoo Building; 614 Broadway | Staten Island | No |  | 0 |  |  | 0 |  | Not collected |  |  |  |  | Not Solar Ready | No | 48000 | Between Fair and Poor | > 20 years | No | 2022 | 2022-07-07 | 10310 | 40.6256 | -74.1146 | 501 | 125 | 5106733 | 5003140070 | West New Brighton-New Brighton-St. George
16 | NYPD | 44th Precinct | 2 East 169th St | 44th Precinct; 2 East 169th St | Bronx | Yes |  | 0 |  |  | 0 |  | Not collected |  |  |  |  | Not Solar Ready | No | 48200 | Fair | > 20 years | No | 2022 | 2022-07-07 | 10452 | 40.8378 | -73.9196 | 204 | 22101 | 2003017 | 2024890077 | West Concourse
16 | DPR | Yankee Stadium Parking Garage | 40 - 44 East 161 St | Yankee Stadium Parking Garage; 40 - 44 East 161 St | Bronx | No |  | 0 |  |  | 0 |  | Not collected |  |  |  |  | Not Solar Ready | No | 48455 | Unknown | Unknown | No | 2022 | 2022-07-07 | 10451 | 40.828 | -73.9266 | 204 | 63 | 2127485 | 2024910001 | West Concourse
39 | DPR | LeFrak Center at Lakeside, Recreation Center and Ice Rink | 171 East Dr | LeFrak Center at Lakeside, Recreation Center and Ice Rink; 171 East Dr | Brooklyn | No |  | 0 |  |  | 0 |  | Not collected |  |  |  |  | Not Solar Ready | No | 48590 | Fair | > 20 years | No | 2022 | 2022-07-07 | 11226 | 40.6583 | -73.9633 | 355 | 177 | 3426180 | 3011170001 | park-cemetery-etc-Brooklyn
20 | NYPD | 109th Precinct | 37-05 Union St | 109th Precinct; 37-05 Union St | Queens | Yes |  | 0 |  |  | 0 |  | Not collected |  |  |  |  | Not Solar Ready | No | 48700 | Good | 10 to 14 years | No | 2022 | 2022-07-07 | 11354 | 40.7623 | -73.8274 | 407 | 865 | 4113348 | 4050110006 | Flushing
3 | DOE | M451 | 250 West 18 St | M451; 250 West 18 St | Manhattan | Yes |  | 0 |  |  | 0 |  | Not collected |  |  |  |  | Not Solar Ready | No | 48953 | Between Fair and Poor | > 20 years | No | 2022 | 2022-07-07 | 10011 | 40.7417 | -73.9993 | 104 | 81 | 1013858 | 1007670068 | Hudson Yards-Chelsea-Flatiron-Union Square
22 | DOE | Q084 | 22-45 41 St | Q084; 22-45 41 St | Queens | No |  | 0 |  |  | 0 |  | Not collected |  |  |  |  | Not Solar Ready | No | 49000 | Poor | > 20 years | No | 2022 | 2022-07-07 | 11105 | 40.7715 | -73.9063 | 401 | 119 | 4015334 | 4007940017 | Steinway
22 | DOE | Q739 | 23-15 Newtown Ave | Q739; 23-15 Newtown Ave | Queens | No |  | 0 |  |  | 0 |  | Not collected |  |  |  |  | Not Solar Ready | No | 49000 | Between Fair and Poor | 10 to 14 years | No | 2022 | 2022-07-07 | 11102 | 40.7712 | -73.9246 | 401 | 69 | 4440035 | 4005420008 | Old Astoria
19 | DOE | Q029 | 125-10 23 Ave | Q029; 125-10 23 Ave | Queens | No |  | 0 |  |  | 0 |  | Not collected |  |  |  |  | Not Solar Ready | No | 49171 | Fair | 10 to 14 years | No | 2022 | 2022-07-07 | 11356 | 40.7786 | -73.8432 | 407 | 907 | 4099925 | 4042290014 | College Point
2 | DOE | M751 | 113 E 4th St | M751; 113 E 4th St | Manhattan | No |  | 0 |  |  | 0 |  | Not collected |  |  |  |  | Not Solar Ready | No | 49260 | Fair | > 20 years | No | 2022 | 2022-07-07 | 10003 | 40.7256 | -73.9881 | 103 | 38 | 1006208 | 1004460020 | East Village
33 | DCAS | Brooklyn Appellate Court | 45 Monroe Pl | Brooklyn Appellate Court; 45 Monroe Pl | Brooklyn | No |  | 0 |  |  | 0 |  | Not collected |  |  |  |  | Not Solar Ready | No | 49500 | Fair | > 20 years | No | 2022 | 2022-07-07 | 11201 | 40.6958 | -73.9928 | 302 | 502 | 3001881 | 3002370001 | Brooklyn Heights-Cobble Hill
2 | NYPD | Police Service Area 4 | 130 Avenue C | Police Service Area 4; 130 Avenue C | Manhattan | No |  | 0 |  |  | 0 |  | Not collected |  |  |  |  | Not Solar Ready | No | 49770 | Between Good and Fair | Unknown | No | 2022 | 2022-07-07 | 10009 | 40.7249 | -73.9783 | 103 | 2602 | 1075834 | 1003780001 | Lower East Side
48 | DEP | Coney Island WRRF - Thickener Building | 2591 Kpp St | Coney Island WRRF - Thickener Building; 2591 Kpp St | Brooklyn | No |  | 0 |  |  | 0 |  | Not collected |  |  |  |  | Not Solar Ready | No | 49805 | Fair | > 20 years | No | 2022 | 2022-07-07 | Unknown | Unknown | Unknown |  |  |  | Unknown | Unknown
19 | DSNY | Queens 7A District Garage Annex | 30-19 122nd St | Queens 7A District Garage Annex; 30-19 122nd St | Queens | No |  | 0 |  |  | 0 |  | Not collected |  |  |  |  | Not Solar Ready | No | 49921 | Good | 10 to 14 years | No | 2022 | 2022-07-07 | 11354 | 40.7708 | -73.8466 | 407 | 907 | 4570021 | 4043500001 | College Point
0 | DEP | Water Supply Facility | Yorktown Heights | Water Supply Facility; Yorktown Heights | Upstate | No |  | 0 |  |  | 0 |  | Not collected |  |  |  |  | Not Solar Ready | No | 50000 | Poor | Unknown | No | 2022 | 2022-07-07 | Unknown | Unknown | Unknown |  |  |  | Unknown | Unknown
33 | DOT | Bridges ERB Iron Shop | 59 Adams St | Bridges ERB Iron Shop; 59 Adams St | Brooklyn | No |  | 0 |  |  | 0 |  | Not collected |  |  |  |  | Not Solar Ready | No | 50000 | Between Fair and Poor | Unknown | No | 2022 | 2022-07-07 | 11201 | 40.7026 | -73.9885 | 302 | 21 | 3000089 | 3000390001 | DUMBO-Vinegar Hill-Downtown Brooklyn-Boerum Hill
35 | NYPD | 84th Precinct (and Engine Company 207) | 301 Gold St | 84th Precinct (and Engine Company 207); 301 Gold St | Brooklyn | No |  | 0 |  |  | 0 |  | Not collected |  |  |  |  | Not Solar Ready | No | 50000 | Fair | 10 to 14 years | No | 2022 | 2022-07-07 | 11201 | 40.6954 | -73.9832 | 302 | 15 | 3000252 | 3001340006 | DUMBO-Vinegar Hill-Downtown Brooklyn-Boerum Hill
40 | HHC | Food Service | 599 Kingston Ave | Food Service; 599 Kingston Ave | Brooklyn | Yes |  | 0 |  |  | 0 |  | Not collected |  |  |  |  | Not Solar Ready | No | 50000 | Between Good and Fair | > 20 years | No | 2022 | 2022-07-07 | 11203 | 40.6589 | -73.9424 | 309 | 808 | 3329549 | 3048120001 | Prospect Lefferts Gardens-Wingate
40 | HHC | Hospital Support Office | 591 Kingston Ave | Hospital Support Office; 591 Kingston Ave | Brooklyn | Yes |  | 0 |  |  | 0 |  | Not collected |  |  |  |  | Not Solar Ready | No | 50000 | Between Good and Fair | 10 to 14 years | No | 2022 | 2022-07-07 | 11203 | 40.6591 | -73.9425 | 309 | 808 | 3327678 | 3048120001 | Prospect Lefferts Gardens-Wingate
48 | CUNY | Academic Village | 1915 Oriental Blvd | Academic Village; 1915 Oriental Blvd | Brooklyn | No |  | 0 |  |  | 0 |  | Not collected |  |  |  |  | Not Solar Ready | No | 50435 | Good | 10 to 14 years | No | 2022 | 2022-07-07 | 11235 | 40.5785 | -73.9353 | 315 | 616 | 3326936 | 3087600060 | Sheepshead Bay-Gerritsen Beach-Manhattan Beach
2 | DHS | George Daly House Residence | 269 East 4th St | George Daly House Residence; 269 East 4th St | Manhattan | Yes |  | 0 |  |  | 0 |  | Not collected |  |  |  |  | Not Solar Ready | No | 50478 | Good | < 2 years | No | 2022 | 2022-07-07 | 10009 | 40.7229 | -73.9816 | 103 | 2601 | 1004651 | 1003870049 | Lower East Side
8 | DEP | Wards Island WRRF - Cake Storage | 7 Wards Island | Wards Island WRRF - Cake Storage; 7 Wards Island | Manhattan | Yes |  | 0 |  |  | 0 |  | Not collected |  |  |  |  | Not Solar Ready | No | 50625 | Poor | > 20 years | No | 2022 | 2022-07-07 | 10035 | 40.7928 | -73.9228 | 111 | 240 | 1000000 | 1018190015 | park-cemetery-etc-Manhattan
5 | DOE | M190 | 311 East 82 St | M190; 311 East 82 St | Manhattan | No |  | 0 |  |  | 0 |  | Not collected |  |  |  |  | Not Solar Ready | No | 50700 | Fair | > 20 years | No | 2022 | 2022-07-07 | 10028 | 40.7751 | -73.9531 | 108 | 138 | 1049876 | 1015450005 | Yorkville
15 | DCLA | Enid A. Haupt Conservatory | 2740 Dr. Theodore Kazimiroff Blvd | Enid A. Haupt Conservatory; 2740 Dr. Theodore Kazimiroff Blvd | Bronx | Yes |  | 0 |  |  | 0 |  | Not collected |  |  |  |  | Not Solar Ready | No | 50741 | Poor | > 20 years | No | 2022 | 2022-07-07 | 10458 | 40.8645 | -73.8839 | 206 | 334 | 2113012 | 2032720001 | park-cemetery-etc-Bronx
24 | DOE | Q173 | 174-10 67th Ave | Q173; 174-10 67th Ave | Queens | Yes |  | 0 |  |  | 0 |  | Not collected |  |  |  |  | Not Solar Ready | No | 50850 | Fair | > 20 years | No | 2022 | 2022-07-07 | 11365 | 40.7346 | -73.7955 | 408 | 1223 | 4149690 | 4069270022 | Pomonok-Flushing Heights-Hillcrest
31 | DOE | Q132 | 132-15 218 St | Q132; 132-15 218 St | Queens | Yes |  | 0 |  |  | 0 |  | Not collected |  |  |  |  | Not Solar Ready | No | 51000 | Poor | > 20 years | No | 2022 | 2022-07-07 | 11413 | 40.6821 | -73.7499 | 413 | 626 | 4278380 | 4129270028 | Laurelton
10 | DOHMH | Washington Heights Health Center | 600 West 168th St | Washington Heights Health Center; 600 West 168th St | Manhattan | Yes |  | 0 |  |  | 0 |  | Not collected |  |  |  |  | Not Solar Ready | No | 51050 | Unknown | 15 to 19 years | No | 2022 | 2022-07-07 | 10032 | 40.8413 | -73.9402 | 112 | 251 | 1063379 | 1021380024 | Washington Heights South
16 | DOHMH | Morrisania Health Center | 1309 Fulton Ave | Morrisania Health Center; 1309 Fulton Ave | Bronx | Yes |  | 0 |  |  | 0 |  | Not collected |  |  |  |  | Not Solar Ready | No | 51434 | Unknown | 10 to 14 years | No | 2022 | 2022-07-07 | 10456 | 40.8329 | -73.903 | 203 | 14701 | 2009620 | 2029250080 | Claremont-Bathgate
19 | DEP | Tallman Island WRRF - Pump & Blower Building | 127-01 Powells Cove Blvd | Tallman Island WRRF - Pump & Blower Building; 127-01 Powells Cove Blvd | Queens | Yes |  | 0 |  |  | 0 |  | Not collected |  |  |  |  | Not Solar Ready | No | 51652 | Poor | > 20 years | No | 2022 | 2022-07-07 | 11356 | 40.7939 | -73.8405 | 407 | 939 | 4453834 | 4039250001 | College Point
50 | DOE | R039 | 71 Sand Ln | R039; 71 Sand Ln | Staten Island | No |  | 0 |  |  | 0 |  | Not collected |  |  |  |  | Not Solar Ready | No | 51680 | Fair | > 20 years | No | 2022 | 2022-07-07 | 10305 | 40.5977 | -74.0715 | 502 | 2002 | 5045488 | 5030970014 | Grasmere-Arrochar-Ft. Wadsworth
21 | DOE | Q028 | 109-10 47th Ave | Q028; 109-10 47th Ave | Queens | Yes |  | 0 |  |  | 0 |  | Not collected |  |  |  |  | Not Solar Ready | No | 51795 | Fair | > 20 years | No | 2022 | 2022-07-07 | 11368 | 40.7471 | -73.8548 | 404 | 415 | 4529578 | 4020030023 | Corona
47 | DPR | Abe Stark Ice Rink | 1902 West 19th St | Abe Stark Ice Rink; 1902 West 19th St | Brooklyn | Yes |  | 0 |  |  | 0 |  | Not collected |  |  |  |  | Not Solar Ready | No | 51900 | Between Good and Fair | 5 to 9 years | No | 2022 | 2022-07-07 | Unknown | Unknown | Unknown |  |  |  | Unknown | Unknown
37 | HRA | Bushwick Multi Service Center (owned) | 1420 Bushwick Ave | Bushwick Multi Service Center (owned); 1420 Bushwick Ave | Brooklyn | Yes |  | 0 |  |  | 0 |  | Not collected |  |  |  |  | Not Solar Ready | No | 52000 | Between Good and Fair | > 20 years | No | 2022 | 2022-07-07 | 11207 | 40.6843 | -73.9091 | 304 | 403 | 3080067 | 3034440022 | Bushwick South
46 | DOE | K277 | 2529 Gerritsen Ave | K277; 2529 Gerritsen Ave | Brooklyn | No |  | 0 |  |  | 0 |  | Not collected |  |  |  |  | Not Solar Ready | No | 52000 | Fair | 15 to 19 years | No | 2022 | 2022-07-07 | 11229 | 40.5961 | -73.9288 | 318 | 666 | 3242369 | 3085900650 | park-cemetery-etc-Brooklyn
5 | DOT | Queensborough Bridge Ramp | 1120-1138 2nd Ave | Queensborough Bridge Ramp; 1120-1138 2nd Ave | Manhattan | No |  | 0 |  |  | 0 |  | Not collected |  |  |  |  | Not Solar Ready | No | 52100 | Unknown | Unknown | No | 2022 | 2022-07-07 | 10022 | 40.7607 | -73.9643 | 108 | 110 | 1000000 | 1014340001 | Lenox Hill-Roosevelt Island
10 | NYPD | 33rd Precinct | 2207 Amsterdam Ave | 33rd Precinct; 2207 Amsterdam Ave | Manhattan | Yes |  | 0 |  |  | 0 |  | Not collected |  |  |  |  | Not Solar Ready | No | 52207 | Poor | > 20 years | No | 2022 | 2022-07-07 | 10032 | 40.8407 | -73.9356 | 112 | 249 | 1086200 | 1021120010 | Washington Heights South
43 | DOE | K112 | 7115 15 Ave | K112; 7115 15 Ave | Brooklyn | Yes |  | 0 |  |  | 0 |  | Not collected |  |  |  |  | Not Solar Ready | No | 52516 | Fair | > 20 years | No | 2022 | 2022-07-07 | 11228 | 40.6198 | -74.0008 | 311 | 190 | 3157760 | 3061800001 | Bensonhurst West
48 | DOE | K370 | 3000 West 1st St | K370; 3000 West 1st St | Brooklyn | No |  | 0 |  |  | 0 |  | Not collected |  |  |  |  | Not Solar Ready | No | 52800 | Fair | > 20 years | No | 2022 | 2022-07-07 | 11224 | 40.5775 | -73.9695 | 313 | 35602 | 3196587 | 3072740107 | West Brighton
9 | DOE | M911 | 22 E. 128 St | M911; 22 E. 128 St | Manhattan | Yes |  | 0 |  |  | 0 |  | Not collected |  |  |  |  | Not Solar Ready | No | 52880 | Fair | > 20 years | No | 2022 | 2022-07-07 | 10035 | 40.808 | -73.9401 | 111 | 206 | 1054159 | 1017520059 | Central Harlem North-Polo Grounds
50 | NYPD | 122nd Precinct | 2320 Hylan Blvd | 122nd Precinct; 2320 Hylan Blvd | Staten Island | No |  | 0 |  |  | 0 |  | Not collected |  |  |  |  | Not Solar Ready | No | 53200 | Poor | 10 to 14 years | No | 2022 | 2022-07-07 | 10306 | 40.5743 | -74.1059 | 502 | 11202 | 5107580 | 5039060001 | New Dorp-Midland Beach
38 | NYPD | 72nd Precinct | 830 4th Ave | 72nd Precinct; 830 4th Ave | Brooklyn | Yes |  | 0 |  |  | 0 |  | Not collected |  |  |  |  | Not Solar Ready | No | 53600 | Fair | 15 to 19 years | No | 2022 | 2022-07-07 | 11232 | 40.6581 | -74.0004 | 307 | 101 | 3009843 | 3006680029 | Sunset Park West
50 | DOE | R038 | 421 Lincoln Ave | R038; 421 Lincoln Ave | Staten Island | No |  | 0 |  |  | 0 |  | Not collected |  |  |  |  | Not Solar Ready | No | 53679 | Fair | > 20 years | No | 2022 | 2022-07-07 | 10306 | 40.5747 | -74.0999 | 502 | 11202 | 5054213 | 5037320006 | New Dorp-Midland Beach
48 | CUNY | Temporary Building #4 | 2111 Oriental Blvd | Temporary Building #4; 2111 Oriental Blvd | Brooklyn | No |  | 0 |  |  | 0 |  | Not collected |  |  |  |  | Not Solar Ready | No | 53718 | Poor | Unknown | No | 2022 | 2022-07-07 | 11235 | 40.5781 | -73.9326 | 315 | 616 | 3397342 | 3087600060 | Sheepshead Bay-Gerritsen Beach-Manhattan Beach
15 | DCLA | Intertiol Plant Science Center | 2680 Dr. Theodore Kazimiroff Blvd | Intertiol Plant Science Center; 2680 Dr. Theodore Kazimiroff Blvd | Bronx | Yes |  | 0 |  |  | 0 |  | Not collected |  |  |  |  | Not Solar Ready | No | 53740 | Good | > 20 years | No | 2022 | 2022-07-07 | 10458 | 40.863 | -73.8828 | 227 | 334 |  | Unknown | park-cemetery-etc-Bronx
14 | CUNY | Loew Hall | 2055 University Ave | Loew Hall; 2055 University Ave | Bronx | No |  | 0 |  |  | 0 |  | Not collected |  |  |  |  | Not Solar Ready | No | 53776 | Poor | Unknown | No | 2022 | 2022-07-07 | 10453 | 40.856 | -73.9103 | 205 | 249 | 2014898 | 2032220001 | University Heights-Morris Heights
3 | DPR | Chelsea Recreation Center | 430 West 25th St | Chelsea Recreation Center; 430 West 25th St | Manhattan | No |  | 0 |  |  | 0 |  | Not collected |  |  |  |  | Not Solar Ready | No | 54000 | Between Good and Fair | 5 to 9 years | Existing Green Roof, Planned Green Roof | 2022 | 2022-07-07 | 10001 | 40.7483 | -74.0016 | 104 | 93 | 1012811 | 1007220057 | Hudson Yards-Chelsea-Flatiron-Union Square
20 | DOE | Q244 | 137-20 Franklin Ave | Q244; 137-20 Franklin Ave | Queens | Yes |  | 0 |  |  | 0 |  | Not collected |  |  |  |  | Not Solar Ready | No | 54000 | Between Good and Fair | 10 to 14 years | No | 2022 | 2022-07-07 | 11355 | 40.7547 | -73.8268 | 407 | 79701 | 4541682 | 4051370043 | Flushing
34 | DOE | Q245 | 378 Seneca Ave | Q245; 378 Seneca Ave | Queens | No |  | 0 |  |  | 0 |  | Not collected |  |  |  |  | Not Solar Ready | No | 54000 | Between Good and Fair | 10 to 14 years | No | 2022 | 2022-07-07 | 11385 | 40.7071 | -73.915 | 405 | 539 | 4538307 | 4034280015 | Ridgewood
51 | DOE | R001 | 58 Summit St | R001; 58 Summit St | Staten Island | No |  | 0 |  |  | 0 |  | Not collected |  |  |  |  | Not Solar Ready | No | 54000 | Good | 2 to 4 years | No | 2022 | 2022-07-07 | 10307 | 40.509 | -74.2441 | 503 | 24401 | 5107854 | 5078980001 | Charleston-Richmond Valley-Tottenville
40 | NYPD | 67th Precinct and Engine Company 248 | 2820 Snyder Ave | 67th Precinct and Engine Company 248; 2820 Snyder Ave | Brooklyn | Yes |  | 0 |  |  | 0 |  | Not collected |  |  |  |  | Not Solar Ready | No | 54056 | Between Fair and Poor | 5 to 9 years | No | 2022 | 2022-07-07 | 11226 | 40.6488 | -73.951 | 317 | 824 | 3117400 | 3051110024 | Erasmus
30 | DOE | Q009 | 58-74 57 St | Q009; 58-74 57 St | Queens | No |  | 0 |  |  | 0 |  | Not collected |  |  |  |  | Not Solar Ready | No | 54060 | Between Fair and Poor | > 20 years | No | 2022 | 2022-07-07 | 11378 | 40.7189 | -73.9122 | 405 | 535 | 4059130 | 4026310106 | Maspeth
16 | DOE | X035 | 261 East 163 St | X035; 261 East 163 St | Bronx | Yes |  | 0 |  |  | 0 |  | Not collected |  |  |  |  | Not Solar Ready | No | 54175 | Fair | > 20 years | No | 2022 | 2022-07-07 | 10451 | 40.8273 | -73.9177 | 204 | 18302 | 2101573 | 2024460043 | East Concourse-Concourse Village
2 | DCAS | Manhattan Appellate Court | 27 Madison Ave | Manhattan Appellate Court; 27 Madison Ave | Manhattan | Yes |  | 0 |  |  | 0 |  | Not collected |  |  |  |  | Not Solar Ready | No | 54300 | Fair | 15 to 19 years | No | 2022 | 2022-07-07 | 10010 | 40.7422 | -73.9868 | 105 | 56 | 1016743 | 1008550001 | Hudson Yards-Chelsea-Flatiron-Union Square
14 | CUNY | Gould Memorial Library | 2060 Sedgwick Ave | Gould Memorial Library; 2060 Sedgwick Ave | Bronx | No |  | 0 |  |  | 0 |  | Not collected |  |  |  |  | Not Solar Ready | No | 54653 | Poor | Unknown | No | 2022 | 2022-07-07 | 10453 | 40.8589 | -73.915 | 205 | 249 | 2100243 | 2032220062 | University Heights-Morris Heights
28 | DOE | Q055 | 131-10 97 Ave | Q055; 131-10 97 Ave | Queens | Yes |  | 0 |  |  | 0 |  | Not collected |  |  |  |  | Not Solar Ready | No | 54920 | Fair | > 20 years | No | 2022 | 2022-07-07 | 11419 | 40.694 | -73.8166 | 409 | 154 | 4200233 | 4094770001 | Richmond Hill
1 | DCAS | 115 Chrystie Street Office Building | 115 Chrystie St | 115 Chrystie Street Office Building; 115 Chrystie St | Manhattan | Yes |  | 0 |  |  | 0 |  | Not collected |  |  |  |  | Not Solar Ready | No | 55000 | Fair | > 20 years | No | 2022 | 2022-07-07 | 10002 | 40.7186 | -73.9936 | 103 | 18 | 1005645 | 1004230022 | Chinatown
24 | DOE | Q595 | 162-02 Hillside Ave | Q595; 162-02 Hillside Ave | Queens | Yes |  | 0 |  |  | 0 |  | Not collected |  |  |  |  | Not Solar Ready | No | 55038 | Between Good and Fair | 10 to 14 years | No | 2022 | 2022-07-07 | 11432 | 40.7085 | -73.8001 | 412 | 44602 | 4209031 | 4097680022 | Jamaica
29 | DOE | Q054 | 86-02 127 St | Q054; 86-02 127 St | Queens | Yes |  | 0 |  |  | 0 |  | Not collected |  |  |  |  | Not Solar Ready | No | 55148 | Fair | 10 to 14 years | No | 2022 | 2022-07-07 | 11418 | 40.7029 | -73.8242 | 409 | 14201 | 4193916 | 4092800001 | Richmond Hill
41 | DOE | K137 | 121 Saratoga Ave | K137; 121 Saratoga Ave | Brooklyn | Yes |  | 0 |  |  | 0 |  | Not collected |  |  |  |  | Not Solar Ready | No | 55200 | Between Good and Fair | 10 to 14 years | No | 2022 | 2022-07-07 | 11233 | 40.6825 | -73.9171 | 316 | 373 | 3040878 | 3015100001 | Ocean Hill
2 | DOE | M661 | 240 2nd Ave | M661; 240 2nd Ave | Manhattan | No |  | 0 |  |  | 0 |  | Not collected |  |  |  |  | Not Solar Ready | No | 55260 | Fair | 10 to 14 years | No | 2022 | 2022-07-07 | 10003 | 40.7327 | -73.9847 | 106 | 48 | 1020416 | 1009210064 | Gramercy
13 | HHC | Jacobi Medical Center Staff Residence | 1900 Seminole Ave | Jacobi Medical Center Staff Residence; 1900 Seminole Ave | Bronx | Yes |  | 0 |  |  | 0 |  | Not collected |  |  |  |  | Not Solar Ready | No | 55300 | Poor | 15 to 19 years | No | 2022 | 2022-07-07 | 10461 | 40.8548 | -73.8484 | 211 | 296 | 2097551 | 2042050001 | Pelham Parkway
37 | DHS | HELP Women's Center Shelter | 116 Williams Ave | HELP Women's Center Shelter; 116 Williams Ave | Brooklyn | Yes |  | 0 |  |  | 0 |  | Not collected |  |  |  |  | Not Solar Ready | No | 55976 | Fair | 15 to 19 years | No | 2022 | 2022-07-07 | 11207 | 40.6734 | -73.9001 | 305 | 1144 | 3083637 | 3036990001 | East New York (Pennsylvania Ave)
5 | DPR | Asphalt Green Recreation Facility | 1750 York Ave | Asphalt Green Recreation Facility; 1750 York Ave | Manhattan | No |  | 0 |  |  | 0 |  | Not collected |  |  |  |  | Not Solar Ready | No | 56000 | Fair | > 20 years | No | 2022 | 2022-07-07 | 10128 | 40.7794 | -73.9446 | 108 | 152 | 1085696 | 1015870001 | Yorkville
37 | DOE | K151 | 763 Knickerbocker Ave | K151; 763 Knickerbocker Ave | Brooklyn | Yes |  | 0 |  |  | 0 |  | Not collected |  |  |  |  | Not Solar Ready | No | 56000 | Between Fair and Poor | 10 to 14 years | No | 2022 | 2022-07-07 | 11207 | 40.6933 | -73.9086 | 304 | 437 | 3078654 | 3034060001 | Bushwick North
13 | DOE | X175 | 200 City Island Ave | X175; 200 City Island Ave | Bronx | No |  | 0 |  |  | 0 |  | Not collected |  |  |  |  | Not Solar Ready | No | 56343 | Between Good and Fair | 10 to 14 years | No | 2022 | 2022-07-07 | 10464 | 40.8439 | -73.7852 | 210 | 516 | 2082444 | 2056410280 | Pelham Bay-Country Club-City Island
14 | DOE | X170 | 1594-98 Townsend Ave | X170; 1594-98 Townsend Ave | Bronx | Yes |  | 0 |  |  | 0 |  | Not collected |  |  |  |  | Not Solar Ready | No | 56343 | Fair | > 20 years | No | 2022 | 2022-07-07 | 10452 | 40.8443 | -73.9136 | 204 | 22702 | 2103870 | 2028470041 | Mount Hope
38 | DOE | K172 | 825 4th Ave | K172; 825 4th Ave | Brooklyn | Yes |  | 0 |  |  | 0 |  | Not collected |  |  |  |  | Not Solar Ready | No | 56400 | Fair | > 20 years | No | 2022 | 2022-07-07 | 11232 | 40.6579 | -74.0007 | 307 | 101 | 3009847 | 3006690001 | Sunset Park West
48 | DOE | K195 | 131 Irwin St | K195; 131 Irwin St | Brooklyn | No |  | 0 |  |  | 0 |  | Not collected |  |  |  |  | Not Solar Ready | No | 56400 | Between Good and Fair | 10 to 14 years | No | 2022 | 2022-07-07 | 11235 | 40.5795 | -73.9438 | 315 | 620 | 3246519 | 3087520035 | Sheepshead Bay-Gerritsen Beach-Manhattan Beach
19 | NYPD | rcotics and Warrant Squad | 13-10 111th St | rcotics and Warrant Squad; 13-10 111th St | Queens | Yes |  | 0 |  |  | 0 |  | Not collected |  |  |  |  | Not Solar Ready | No | 56944 | Between Good and Fair | 10 to 14 years | No | 2022 | 2022-07-07 | 11356 | 40.786 | -73.856 | 407 | 929 | 4437950 | 4040310001 | College Point
25 | DOE | Q280 | 34-20 94th St | Q280; 34-20 94th St | Queens | Yes |  | 0 |  |  | 0 |  | Not collected |  |  |  |  | Not Solar Ready | No | 57000 | Between Fair and Poor | 10 to 14 years | No | 2022 | 2022-07-07 | 11372 | 40.7542 | -73.8738 | 403 | 273 | 4541605 | 4014540018 | Jackson Heights
50 | DEP | Oakwood Beach WRRF - Corridor TB-MB | 751 Mill Rd | Oakwood Beach WRRF - Corridor TB-MB; 751 Mill Rd | Staten Island | No |  | 0 |  |  | 0 |  | Not collected |  |  |  |  | Not Solar Ready | No | 57422 | Between Fair and Poor | > 20 years | No | 2022 | 2022-07-07 | 10306 | 40.5535 | -74.1172 | 503 | 12805 | 5135536 | 5050670500 | Oakwood-Oakwood Beach
8 | DHS | Schwartz Homeless Shelter | 65 Charles Gay Loop, Ward's Island | Schwartz Homeless Shelter; 65 Charles Gay Loop, Ward's Island | Manhattan | Yes |  | 0 |  |  | 0 |  | Not collected |  |  |  |  | Not Solar Ready | No | 57430 | Unknown | Unknown | No | 2022 | 2022-07-07 | 10035 | 40.7843 | -73.9325 | 111 | 240 | 1088065 | 1018190010 | park-cemetery-etc-Manhattan
24 | HHC | Queens Hospital E & F Building | 82-68 164th St | Queens Hospital E & F Building; 82-68 164th St | Queens | Yes |  | 0 |  |  | 0 |  | Not collected |  |  |  |  | Not Solar Ready | No | 57555 | Between Fair and Poor | 15 to 19 years | No | 2022 | 2022-07-07 | 11432 | 40.7172 | -73.8034 | 408 | 1267 | 4442431 | 4068580001 | Pomonok-Flushing Heights-Hillcrest
35 | DOE | K824 | 402 Eastern Pkwy | K824; 402 Eastern Pkwy | Brooklyn | Yes |  | 0 |  |  | 0 |  | Not collected |  |  |  |  | Not Solar Ready | No | 57580 | Fair | > 20 years | No | 2022 | 2022-07-07 | 11225 | 40.6701 | -73.955 | 309 | 323 | 3032886 | 3012670001 | Crown Heights South
23 | CUNY | Kennedy Hall Gymsium | 221-05 56th Ave | Kennedy Hall Gymsium; 221-05 56th Ave | Queens | Yes |  | 0 |  |  | 0 |  | Not collected |  |  |  |  | Not Solar Ready | No | 57776 | Between Fair and Poor | Unknown | No | 2022 | 2022-07-07 | 11364 | 40.7523 | -73.7595 | 411 | 138501 | 4439435 | 4074900002 | Oakland Gardens
33 | NYPD | Service Shop #1 | 11 Front St | Service Shop #1; 11 Front St | Brooklyn | No |  | 0 |  |  | 0 |  | Not collected |  |  |  |  | Not Solar Ready | No | 58400 | Good | 10 to 14 years | No | 2022 | 2022-07-07 | 11201 | 40.7026 | -73.9929 | 302 | 21 | 3000080 | 3000350021 | DUMBO-Vinegar Hill-Downtown Brooklyn-Boerum Hill
27 | DOE | Q034 | 104-12 Springfield Blvd | Q034; 104-12 Springfield Blvd | Queens | Yes |  | 0 |  |  | 0 |  | Not collected |  |  |  |  | Not Solar Ready | No | 58556 | Between Good and Fair | > 20 years | No | 2022 | 2022-07-07 | 11429 | 40.7118 | -73.7366 | 413 | 582 | 4240503 | 4111510081 | Queens Village
1 | NYPD | 7th Precinct, Engine Co. 15 and Ladder Co. 18, Batt. 4 | 19 - 25 Pitt St | 7th Precinct, Engine Co. 15 and Ladder Co. 18, Batt. 4; 19 - 25 Pitt St | Manhattan | Yes |  | 0 |  |  | 0 |  | Not collected |  |  |  |  | Not Solar Ready | No | 58685 | Unknown | > 20 years | No | 2022 | 2022-07-07 | 10002 | 40.7162 | -73.9836 | 103 | 12 | 1004078 | 1003420060 | Lower East Side
14 | CUNY | Roscoe C. Brown Student Center | 160 Hall of Fame Ter | Roscoe C. Brown Student Center; 160 Hall of Fame Ter | Bronx | No |  | 0 |  |  | 0 |  | Not collected |  |  |  |  | Not Solar Ready | No | 58794 | Good | < 2 years | No | 2022 | 2022-07-07 | 10453 | 40.859 | -73.9115 | 205 | 249 | 2100247 | 2032220062 | University Heights-Morris Heights
35 | DCLA | BAM Harvey Theater (Majestic Theater) | 651 Fulton St | BAM Harvey Theater (Majestic Theater); 651 Fulton St | Brooklyn | No |  | 0 |  |  | 0 |  | Not collected |  |  |  |  | Not Solar Ready | No | 58963 | Between Good and Fair | 10 to 14 years | No | 2022 | 2022-07-07 | 11217 | 40.6882 | -73.9791 | 302 | 33 | 3345162 | 3020950045 | Fort Greene
1 | DCAS | Excelsior Building | 137 Centre St | Excelsior Building; 137 Centre St | Manhattan | No |  | 0 |  |  | 0 |  | Not collected |  |  |  |  | Not Solar Ready | No | 59000 | Fair | > 20 years | No | 2022 | 2022-07-07 | 10013 | 40.7172 | -74.0007 | 101 | 31 | 1002358 | 1001970017 | SoHo-TriBeCa-Civic Center-Little Italy
22 | DOE | Q085 | 23-70 31 St | Q085; 23-70 31 St | Queens | No |  | 0 |  |  | 0 |  | Not collected |  |  |  |  | Not Solar Ready | No | 59000 | Fair | 5 to 9 years | No | 2022 | 2022-07-07 | 11105 | 40.7729 | -73.9147 | 401 | 115 | 4017485 | 4008420031 | Steinway
24 | HHC | Queens Hospital S Building | 158-02 Goethals Ave | Queens Hospital S Building; 158-02 Goethals Ave | Queens | Yes |  | 0 |  |  | 0 |  | Not collected |  |  |  |  | Not Solar Ready | No | 59150 | Fair | 15 to 19 years | No | 2022 | 2022-07-07 | 11432 | 40.7185 | -73.8085 | 408 | 1267 | 4442432 | 4068580001 | Pomonok-Flushing Heights-Hillcrest
42 | DSNY | Cioffe Borough Repair Shop | 10601 Avenue D | Cioffe Borough Repair Shop; 10601 Avenue D | Brooklyn | Yes |  | 0 |  |  | 0 |  | Not collected |  |  |  |  | Not Solar Ready | No | 59260 | Poor | > 20 years | No | 2022 | 2022-07-07 | 11236 | 40.6544 | -73.9007 | 318 | 1098 | 3252759 | 3038710001 | East New York
26 | DCAS | Long Island City Courthouse | 25-10 Court Sq | Long Island City Courthouse; 25-10 Court Sq | Queens | No |  | 0 |  |  | 0 |  | Not collected |  |  |  |  | Not Solar Ready | No | 59300 | Good | 15 to 19 years | No | 2022 | 2022-07-07 | 11101 | 40.7461 | -73.9435 | 402 | 19 | 4000698 | 4000830001 | Hunters Point-Sunnyside-West Maspeth
15 | NYPD | 48th Precinct | 450 Cross Bronx Expwy | 48th Precinct; 450 Cross Bronx Expwy | Bronx | Yes |  | 0 |  |  | 0 |  | Not collected |  |  |  |  | Not Solar Ready | No | 59328 | Fair | 10 to 14 years | No | 2022 | 2022-07-07 | 10457 | 40.8441 | -73.9006 | 206 | 165 | 2009509 | 2029070010 | Claremont-Bathgate
20 | DOE | Q242 | 136-11 31st Rd | Q242; 136-11 31st Rd | Queens | Yes |  | 0 |  |  | 0 |  | Not collected |  |  |  |  | Not Solar Ready | No | 59592 | Fair | > 20 years | No | 2022 | 2022-07-07 | 11354 | 40.7695 | -73.8321 | 407 | 88901 | 4462993 | 4043710173 | Flushing
33 | DSNY | Greenpoint Marine Transfer Station | 1 Kingsland Ave | Greenpoint Marine Transfer Station; 1 Kingsland Ave | Brooklyn | No |  | 0 |  |  | 0 |  | Not collected |  |  |  |  | Not Solar Ready | No | 59882 | Fair | > 20 years | No | 2022 | 2022-07-07 | 11211 | 40.7159 | -73.94 | 301 | 477 | 3000000 | 3025080001 | East Williamsburg
2 | DOE | M015 | 333 East 4 St | M015; 333 East 4 St | Manhattan | Yes |  | 0 |  |  | 0 |  | Not collected |  |  |  |  | Not Solar Ready | No | 60000 | Between Good and Fair | 10 to 14 years | No | 2022 | 2022-07-07 | 10009 | 40.7218 | -73.979 | 103 | 2601 | 1004415 | 1003740020 | Lower East Side
18 | DHS | Commonwealth Avenue SRO (Single Room Occupancy) Residence | 1150 Commonwealth Ave | Commonwealth Avenue SRO (Single Room Occupancy) Residence; 1150 Commonwealth Ave | Bronx | Yes |  | 0 |  |  | 0 |  | Not collected |  |  |  |  | Not Solar Ready | No | 60000 | Poor | 5 to 9 years | No | 2022 | 2022-07-07 | 10472 | 40.829 | -73.8676 | 209 | 70 | 2088552 | 2037520013 | Soundview-Bruckner
27 | DPR | Roy Wilkins Recreation Center | 117-05 Merrick Blvd | Roy Wilkins Recreation Center; 117-05 Merrick Blvd | Queens | Yes |  | 0 |  |  | 0 |  | Not collected |  |  |  |  | Not Solar Ready | No | 60000 | Fair | 15 to 19 years | Planned Green Roof | 2022 | 2022-07-07 | 11434 | 40.6875 | -73.7755 | 412 | 426 | 4268835 | 4124060180 | St. Albans
37 | NYPD | Brooklyn North rcotics | 245 Glenmore Ave | Brooklyn North rcotics; 245 Glenmore Ave | Brooklyn | Yes |  | 0 |  |  | 0 |  | Not collected |  |  |  |  | Not Solar Ready | No | 60000 | Poor | > 20 years | No | 2022 | 2022-07-07 | 11207 | 40.6724 | -73.9016 | 305 | 1144 | 3083636 | 3036980032 | East New York (Pennsylvania Ave)
37 | DOE | K116 | 515 Knickerbocker Ave | K116; 515 Knickerbocker Ave | Brooklyn | No |  | 0 |  |  | 0 |  | Not collected |  |  |  |  | Not Solar Ready | No | 60000 | Good | > 20 years | No | 2022 | 2022-07-07 | 11237 | 40.6978 | -73.9165 | 304 | 433 | 3075909 | 3033170001 | Bushwick North
39 | DOE | K130 | 70 Ocean Pkwy | K130; 70 Ocean Pkwy | Brooklyn | No |  | 0 |  |  | 0 |  | Not collected |  |  |  |  | Not Solar Ready | No | 60000 | Poor | > 20 years | No | 2022 | 2022-07-07 | 11218 | 40.6489 | -73.9756 | 307 | 500 | 3124019 | 3053190001 | Windsor Terrace
44 | DOE | K048 | 6015 18th Ave | K048; 6015 18th Ave | Brooklyn | Yes |  | 0 |  |  | 0 |  | Not collected |  |  |  |  | Not Solar Ready | No | 60000 | Between Good and Fair | 5 to 9 years | No | 2022 | 2022-07-07 | 11204 | 40.6219 | -73.9874 | 312 | 244 | 3132140 | 3055190001 | Borough Park
20 | DOE | Q177 | 56-37 188 St | Q177; 56-37 188 St | Queens | Yes |  | 0 |  |  | 0 |  | Not collected |  |  |  |  | Not Solar Ready | No | 60320 | Fair | > 20 years | No | 2022 | 2022-07-07 | 11365 | 40.7439 | -73.7881 | 411 | 1417 | 4128231 | 4056740002 | Auburndale
7 | DOT | West Side Highway Bents South Storage Yard | 672 West 158th St | West Side Highway Bents South Storage Yard; 672 West 158th St | Manhattan | Yes |  | 0 |  |  | 0 |  | Not collected |  |  |  |  | Not Solar Ready | No | 61000 | Unknown | Unknown | No | 2022 | 2022-07-07 | 10032 | 40.8361 | -73.9479 | 112 | 241 | 1087614 | 1021340218 | Washington Heights South
21 | DPR | Olmsted Center | Flushing Meadows-Coro Park | Olmsted Center; Flushing Meadows-Coro Park | Queens | No |  | 0 |  |  | 0 |  | Not collected |  |  |  |  | Not Solar Ready | No | 61000 | Fair | 5 to 9 years | Existing Cool Roof | 2022 | 2022-07-07 | Unknown | Unknown | Unknown |  |  |  | Unknown | Unknown
35 | DOE | K085 | 510 Clermont Ave | K085; 510 Clermont Ave | Brooklyn | Yes |  | 0 |  |  | 0 |  | Not collected |  |  |  |  | Not Solar Ready | No | 61200 | Fair | > 20 years | No | 2022 | 2022-07-07 | 11238 | 40.6825 | -73.9688 | 302 | 179 | 3057521 | 3020080001 | Fort Greene
13 | DOE | X981 | 1840 Bogart Ave | X981; 1840 Bogart Ave | Bronx | Yes |  | 0 |  |  | 0 |  | Not collected |  |  |  |  | Not Solar Ready | No | 61280 | Between Fair and Poor | > 20 years | No | 2022 | 2022-07-07 | 10462 | 40.8482 | -73.8586 | 211 | 244 | 2117664 | 2041250015 | Van Nest-Morris Park-Westchester Square
2 | DCLA | The Public Theater | 425 Lafayette St | The Public Theater; 425 Lafayette St | Manhattan | No |  | 0 |  |  | 0 |  | Not collected |  |  |  |  | Not Solar Ready | No | 61420 | Good | Unknown | No | 2022 | 2022-07-07 | 10003 | 40.7289 | -73.9922 | 102 | 57 | 1008774 | 1005440016 | West Village
40 | HHC | Building K | 648 Albany Ave | Building K; 648 Albany Ave | Brooklyn | Yes |  | 0 |  |  | 0 |  | Not collected |  |  |  |  | Not Solar Ready | No | 61915 | Between Good and Fair | > 20 years | No | 2022 | 2022-07-07 | 11203 | 40.6584 | -73.9396 | 309 | 808 | 3327679 | 3048120001 | Prospect Lefferts Gardens-Wingate
14 | CUNY | Polowczyk Hall | 2016 Sedgwick Ave | Polowczyk Hall; 2016 Sedgwick Ave | Bronx | No |  | 0 |  |  | 0 |  | Not collected |  |  |  |  | Not Solar Ready | No | 61969 | Poor | Unknown | No | 2022 | 2022-07-07 | 10453 | 40.8576 | -73.9159 | 205 | 249 | 2100241 | 2032220062 | University Heights-Morris Heights
2 | DOE | M116 | 210 East 33 St | M116; 210 East 33 St | Manhattan | Yes |  | 0 |  |  | 0 |  | Not collected |  |  |  |  | Not Solar Ready | No | 62000 | Between Fair and Poor | 15 to 19 years | No | 2022 | 2022-07-07 | 10016 | 40.7448 | -73.9781 | 106 | 70 | 1020080 | 1009130007 | Murray Hill-Kips Bay
0 | DEP | Water Supply Facility | Grand Gorge | Water Supply Facility; Grand Gorge | Upstate | No |  | 0 |  |  | 0 |  | Not collected |  |  |  |  | Not Solar Ready | No | 62060 | Fair | > 20 years | No | 2022 | 2022-07-07 | Unknown | Unknown | Unknown |  |  |  | Unknown | Unknown
0 | DEP | Water Supply Facility | Tannersville | Water Supply Facility; Tannersville | Upstate | No |  | 0 |  |  | 0 |  | Not collected |  |  |  |  | Not Solar Ready | No | 62060 | Poor | > 20 years | No | 2022 | 2022-07-07 | Unknown | Unknown | Unknown |  |  |  | Unknown | Unknown
4 | DOE | M486 | 120 W.46 St | M486; 120 W.46 St | Manhattan | Yes |  | 0 |  |  | 0 |  | Not collected |  |  |  |  | Not Solar Ready | No | 62180 | Fair | > 20 years | No | 2022 | 2022-07-07 | 10036 | 40.7577 | -73.9831 | 105 | 119 | 1069583 | 1009980041 | Midtown-Midtown South
45 | DOE | K119 | 3829 Avenue K | K119; 3829 Avenue K | Brooklyn | Yes |  | 0 |  |  | 0 |  | Not collected |  |  |  |  | Not Solar Ready | No | 62400 | Between Good and Fair | > 20 years | No | 2022 | 2022-07-07 | 11210 | 40.6257 | -73.9383 | 318 | 734 | 3215816 | 3077860001 | Flatlands
1 | DOE | M110 | 285 Delancey St | M110; 285 Delancey St | Manhattan | No |  | 0 |  |  | 0 |  | Not collected |  |  |  |  | Not Solar Ready | No | 62480 | Fair | > 20 years | No | 2022 | 2022-07-07 | 10002 | 40.7159 | -73.9799 | 103 | 12 | 1004066 | 1003310140 | Lower East Side
9 | NYPD | 25th Precinct | 120 East 119th St | 25th Precinct; 120 East 119th St | Manhattan | Yes |  | 0 |  |  | 0 |  | Not collected |  |  |  |  | Not Solar Ready | No | 62500 | Fair | 15 to 19 years | No | 2022 | 2022-07-07 | 10035 | 40.8009 | -73.941 | 111 | 182 | 1054360 | 1017670062 | East Harlem North
8 | HHC | Segundo Ruiz Belvis Diagnostic and Treatment Center | 545 East 142nd St | Segundo Ruiz Belvis Diagnostic and Treatment Center; 545 East 142nd St | Bronx | Yes |  | 0 |  |  | 0 |  | Not collected |  |  |  |  | Not Solar Ready | No | 62684 | Poor | > 20 years | No | 2022 | 2022-07-07 | 10454 | 40.81 | -73.9164 | 201 | 41 | 2090354 | 2022690021 | Mott Haven-Port Morris
51 | DOE | R042 | 380 Genesee Ave | R042; 380 Genesee Ave | Staten Island | No |  | 0 |  |  | 0 |  | Not collected |  |  |  |  | Not Solar Ready | No | 63000 | Poor | 15 to 19 years | No | 2022 | 2022-07-07 | 10312 | 40.5525 | -74.1695 | 503 | 17012 | 5074394 | 5056050001 | Annadale-Huguenot-Prince's Bay-Eltingville
13 | DOE | X418 | 2040 Antin Pl | X418; 2040 Antin Pl | Bronx | Yes |  | 0 |  |  | 0 |  | Not collected |  |  |  |  | Not Solar Ready | No | 63330 | Fair | 10 to 14 years | No | 2022 | 2022-07-07 | 10462 | 40.8514 | -73.865 | 211 | 228 | 2048811 | 2042900048 | Pelham Parkway
2 | DHS | Sirovich Senior SRO | 331-37 East 12 St | Sirovich Senior SRO; 331-37 East 12 St | Manhattan | No |  | 0 |  |  | 0 |  | Not collected |  |  |  |  | Not Solar Ready | No | 63335 | Unknown | Unknown | No | 2022 | 2022-07-07 | 10003 | 40.7307 | -73.985 | 103 | 40 | 1006502 | 1004540052 | East Village
47 | DOE | K128 | 2075 84 St | K128; 2075 84 St | Brooklyn | Yes |  | 0 |  |  | 0 |  | Not collected |  |  |  |  | Not Solar Ready | No | 63600 | Between Good and Fair | 10 to 14 years | No | 2022 | 2022-07-07 | 11214 | 40.6049 | -73.9955 | 311 | 288 | 3165232 | 3063290032 | Bensonhurst West
33 | DCAS | Brooklyn Borough Hall | 209 Joralemon St | Brooklyn Borough Hall; 209 Joralemon St | Brooklyn | No |  | 0 |  |  | 0 |  | Not collected |  |  |  |  | Not Solar Ready | No | 64000 | Good | 10 to 14 years | No | 2022 | 2022-07-07 | 11201 | 40.6925 | -73.9905 | 302 | 11 | 3000256 | 3001390001 | DUMBO-Vinegar Hill-Downtown Brooklyn-Boerum Hill
17 | DHS | Seneca Houses Residence | 1215 Seneca Ave | Seneca Houses Residence; 1215 Seneca Ave | Bronx | Yes |  | 0 |  |  | 0 |  | Not collected |  |  |  |  | Not Solar Ready | No | 64315 | Unknown | Unknown | No | 2022 | 2022-07-07 | 10474 | 40.8187 | -73.8884 | 202 | 11502 | 2006338 | 2027610043 | Hunts Point
18 | DOE | X119 | 1075 Pugsley Ave | X119; 1075 Pugsley Ave | Bronx | Yes |  | 0 |  |  | 0 |  | Not collected |  |  |  |  | Not Solar Ready | No | 64628 | Fair | > 20 years | No | 2022 | 2022-07-07 | 10472 | 40.8285 | -73.8566 | 209 | 4001 | 2025696 | 2037890021 | Soundview-Bruckner
34 | DOE | K075 | 95 Grove St | K075; 95 Grove St | Brooklyn | Yes |  | 0 |  |  | 0 |  | Not collected |  |  |  |  | Not Solar Ready | No | 64800 | Between Good and Fair | > 20 years | No | 2022 | 2022-07-07 | 11221 | 40.6933 | -73.9207 | 304 | 419 | 3075879 | 3033140001 | Bushwick South
43 | DOE | K185 | 8601 Ridge Blvd | K185; 8601 Ridge Blvd | Brooklyn | No |  | 0 |  |  | 0 |  | Not collected |  |  |  |  | Not Solar Ready | No | 64800 | Fair | > 20 years | No | 2022 | 2022-07-07 | 11209 | 40.624 | -74.0338 | 310 | 60 | 3153416 | 3060430001 | Bay Ridge
48 | DOE | K153 | 1970 Homecrest Ave | K153; 1970 Homecrest Ave | Brooklyn | Yes |  | 0 |  |  | 0 |  | Not collected |  |  |  |  | Not Solar Ready | No | 64800 | Fair | > 20 years | No | 2022 | 2022-07-07 | 11229 | 40.6016 | -73.9598 | 315 | 556 | 3196677 | 3072910030 | Homecrest
38 | NYPD | Marine Termil Storage | 23rd St | Marine Termil Storage; 23rd St | Brooklyn | No |  | 0 |  |  | 0 |  | Not collected |  |  |  |  | Not Solar Ready | No | 64811 | Poor | > 20 years | No | 2022 | 2022-07-07 | Unknown | Unknown | Unknown |  |  |  | Unknown | Unknown
28 | DOE | Q050 | 143-26 101 Ave | Q050; 143-26 101 Ave | Queens | Yes |  | 0 |  |  | 0 |  | Not collected |  |  |  |  | Not Solar Ready | No | 64869 | Between Good and Fair | > 20 years | No | 2022 | 2022-07-07 | 11435 | 40.6952 | -73.8074 | 412 | 206 | 4214461 | 4100240012 | Jamaica
6 | DOE | M841 | 466 West End Ave | M841; 466 West End Ave | Manhattan | No |  | 0 |  |  | 0 |  | Not collected |  |  |  |  | Not Solar Ready | No | 64880 | Fair | > 20 years | No | 2022 | 2022-07-07 | 10024 | 40.7866 | -73.9795 | 107 | 171 | 1032754 | 1012300001 | Upper West Side
15 | DPR | Bronx Parks Headquarters and Shops - Raqua | 1900 Birchall Ave | Bronx Parks Headquarters and Shops - Raqua; 1900 Birchall Ave | Bronx | Yes |  | 0 |  |  | 0 |  | Not collected |  |  |  |  | Not Solar Ready | No | 65000 | Fair | 15 to 19 years | Existing Green Roof | 2022 | 2022-07-07 | 10462 | 40.8475 | -73.8695 | 227 | 334 |  | Unknown | park-cemetery-etc-Bronx
22 | DOE | Q002 | 75-10 21 Ave | Q002; 75-10 21 Ave | Queens | No |  | 0 |  |  | 0 |  | Not collected |  |  |  |  | Not Solar Ready | No | 65000 | Poor | 15 to 19 years | No | 2022 | 2022-07-07 | 11370 | 40.7703 | -73.8945 | 401 | 317 | 4021375 | 4009710001 | Steinway
42 | DOE | K159 | 2781 Pitkin Ave | K159; 2781 Pitkin Ave | Brooklyn | Yes |  | 0 |  |  | 0 |  | Not collected |  |  |  |  | Not Solar Ready | No | 65000 | Between Good and Fair | 5 to 9 years | No | 2022 | 2022-07-07 | 11208 | 40.6758 | -73.8695 | 305 | 1200 | 3094735 | 3042160001 | East New York
3 | FIT | gler Hall | 220 West 27th St | gler Hall; 220 West 27th St | Manhattan | No |  | 0 |  |  | 0 |  | Not collected |  |  |  |  | Not Solar Ready | No | 65240 | Fair | 15 to 19 years | No | 2022 | 2022-07-07 | 10001 | 40.7471 | -73.995 | 105 | 95 | 1083088 | 1007760047 | Midtown-Midtown South
33 | DSNY | Greenpoint Incinerator/Garage | 459 North Henry St | Greenpoint Incinerator/Garage; 459 North Henry St | Brooklyn | No |  | 0 |  |  | 0 |  | Not collected |  |  |  |  | Not Solar Ready | No | 65550 | Fair | > 20 years | No | 2022 | 2022-07-07 | 11222 | 40.7348 | -73.9451 | 301 | 579 | 3064006 | 3025080001 | Greenpoint
41 | DOE | K235 | 525 Lenox Rd | K235; 525 Lenox Rd | Brooklyn | Yes |  | 0 |  |  | 0 |  | Not collected |  |  |  |  | Not Solar Ready | No | 66000 | Between Good and Fair | 5 to 9 years | No | 2022 | 2022-07-07 | 11203 | 40.6547 | -73.9411 | 317 | 814 | 3107846 | 3048440001 | East Flatbush-Farragut
43 | DOE | K163 | 1664 Benson Ave | K163; 1664 Benson Ave | Brooklyn | Yes |  | 0 |  |  | 0 |  | Not collected |  |  |  |  | Not Solar Ready | No | 66000 | Between Good and Fair | 10 to 14 years | No | 2022 | 2022-07-07 | 11214 | 40.6072 | -74.0072 | 311 | 180 | 3167623 | 3063990026 | Bath Beach
47 | DOE | K247 | 7000 21 Ave | K247; 7000 21 Ave | Brooklyn | Yes |  | 0 |  |  | 0 |  | Not collected |  |  |  |  | Not Solar Ready | No | 66000 | Between Fair and Poor | > 20 years | No | 2022 | 2022-07-07 | 11204 | 40.6123 | -73.9867 | 311 | 258 | 3157466 | 3061740036 | Bensonhurst West
8 | DOE | M495 | 234 East 105 St | M495; 234 East 105 St | Manhattan | Yes |  | 0 |  |  | 0 |  | Not collected |  |  |  |  | Not Solar Ready | No | 66060 | Between Fair and Poor | 10 to 14 years | No | 2022 | 2022-07-07 | 10029 | 40.7905 | -73.9443 | 111 | 170 | 1075643 | 1016540033 | East Harlem South
29 | DOE | Q101 | 2 Russell Pl | Q101; 2 Russell Pl | Queens | No |  | 0 |  |  | 0 |  | Not collected |  |  |  |  | Not Solar Ready | No | 66060 | Between Good and Fair | > 20 years | No | 2022 | 2022-07-07 | 11375 | 40.7156 | -73.8439 | 406 | 723 | 4078312 | 4032700001 | Forest Hills
2 | DOE | M034 | 730 East 12 St | M034; 730 East 12 St | Manhattan | Yes |  | 0 |  |  | 0 |  | Not collected |  |  |  |  | Not Solar Ready | No | 66080 | Fair | > 20 years | No | 2022 | 2022-07-07 | 10009 | 40.7265 | -73.9752 | 103 | 28 | 1004564 | 1003810038 | Lower East Side
33 | DCAS | OEM Headquarters | 165 Cadman Plz East | OEM Headquarters; 165 Cadman Plz East | Brooklyn | No |  | 0 |  |  | 0 |  | Not collected |  |  |  |  | Not Solar Ready | No | 66245 | Good | 10 to 14 years | No | 2022 | 2022-07-07 | 11201 | 40.6988 | -73.9899 | 302 | 13 | 3000172 | 3000850006 | DUMBO-Vinegar Hill-Downtown Brooklyn-Boerum Hill
26 | NYPD | Property Clerk | 47-07 Pearson Pl | Property Clerk; 47-07 Pearson Pl | Queens | No |  | 0 |  |  | 0 |  | Not collected |  |  |  |  | Not Solar Ready | No | 66296 | Good | Unknown | No | 2022 | 2022-07-07 | 11101 | 40.7432 | -73.9428 | 402 | 1 | 4436638 | 4000980009 | Hunters Point-Sunnyside-West Maspeth
45 | DOE | K864 | 3109 Newkirk Ave | K864; 3109 Newkirk Ave | Brooklyn | Yes |  | 0 |  |  | 0 |  | Not collected |  |  |  |  | Not Solar Ready | No | 66426 | Fair | > 20 years | No | 2022 | 2022-07-07 | 11226 | 40.6401 | -73.9473 | 317 | 830 | 3112334 | 3049650001 | East Flatbush-Farragut
22 | DOC | North Infirmary Command (NIC) | Rikers Island | North Infirmary Command (NIC); Rikers Island | Bronx | No |  | 0 |  |  | 0 |  | Not collected |  |  |  |  | Not Solar Ready | No | 66800 | Fair | 15 to 19 years | No | 2022 | 2022-07-07 | 11370 | 40.7906 | -73.8819 | 401 | 1 | 2000000 | 2026050040 | Rikers Island
46 | DOE | K366 | 965 East 107th St | K366; 965 East 107th St | Brooklyn | Yes |  | 0 |  |  | 0 |  | Not collected |  |  |  |  | Not Solar Ready | No | 67000 | Good | 10 to 14 years | No | 2022 | 2022-07-07 | 11236 | 40.6473 | -73.892 | 318 | 984 | 3396940 | 3082150012 | Canarsie
19 | DOE | Q041 | 214-43 35 Ave | Q041; 214-43 35 Ave | Queens | No |  | 0 |  |  | 0 |  | Not collected |  |  |  |  | Not Solar Ready | No | 67307 | Between Fair and Poor | > 20 years | No | 2022 | 2022-07-07 | 11361 | 40.7696 | -73.7709 | 411 | 1097 | 4135975 | 4061210001 | Bayside-Bayside Hills
11 | DOE | X340 | 25 W. 195 St | X340; 25 W. 195 St | Bronx | No |  | 0 |  |  | 0 |  | Not collected |  |  |  |  | Not Solar Ready | No | 67632 | Between Fair and Poor | > 20 years | No | 2022 | 2022-07-07 | 10468 | 40.869 | -73.8975 | 207 | 409 | 2101862 | 2032470015 | Van Cortlandt Village
8 | DEP | Wards Island WRRF - Hypo Facility | 7 Wards Island | Wards Island WRRF - Hypo Facility; 7 Wards Island | Manhattan | Yes |  | 0 |  |  | 0 |  | Not collected |  |  |  |  | Not Solar Ready | No | 67944 | Unknown | > 20 years | No | 2022 | 2022-07-07 | 10035 | 40.7928 | -73.9228 | 111 | 240 | 1000000 | 1018190015 | park-cemetery-etc-Manhattan
20 | DOE | Q163 | 159-01 59 Ave | Q163; 159-01 59 Ave | Queens | Yes |  | 0 |  |  | 0 |  | Not collected |  |  |  |  | Not Solar Ready | No | 67979 | Fair | 10 to 14 years | No | 2022 | 2022-07-07 | 11365 | 40.7406 | -73.8091 | 407 | 1215 | 4146042 | 4067260070 | Queensboro Hill
24 | DOE | Q200 | 70-10 164 St | Q200; 70-10 164 St | Queens | Yes |  | 0 |  |  | 0 |  | Not collected |  |  |  |  | Not Solar Ready | No | 68080 | Fair | > 20 years | No | 2022 | 2022-07-07 | 11365 | 40.7314 | -73.8051 | 408 | 122701 | 4146990 | 4067890001 | Pomonok-Flushing Heights-Hillcrest
19 | DOE | Q031 | 211-45 46 Rd | Q031; 211-45 46 Rd | Queens | Yes |  | 0 |  |  | 0 |  | Not collected |  |  |  |  | Not Solar Ready | No | 68460 | Under Construction | Under Construction | No | 2022 | 2022-07-07 | 11361 | 40.7571 | -73.7701 | 411 | 1447 | 4156949 | 4073160018 | Bayside-Bayside Hills
24 | DOE | Q082 | 88-02 144 St | Q082; 88-02 144 St | Queens | Yes |  | 0 |  |  | 0 |  | Not collected |  |  |  |  | Not Solar Ready | No | 68460 | Poor | > 20 years | No | 2022 | 2022-07-07 | 11435 | 40.7041 | -73.8118 | 412 | 214 | 4206905 | 4096840008 | Briarwood-Jamaica Hills
28 | DOE | Q045 | 126-28 150 St | Q045; 126-28 150 St | Queens | Yes |  | 0 |  |  | 0 |  | Not collected |  |  |  |  | Not Solar Ready | No | 68480 | Fair | > 20 years | No | 2022 | 2022-07-07 | 11436 | 40.6727 | -73.7882 | 412 | 788 | 4262725 | 4121040001 | Baisley Park
31 | DOE | Q052 | 178-37 146 Ter | Q052; 178-37 146 Ter | Queens | Yes |  | 0 |  |  | 0 |  | Not collected |  |  |  |  | Not Solar Ready | No | 68867 | Fair | > 20 years | No | 2022 | 2022-07-07 | 11434 | 40.6611 | -73.7667 | 413 | 320 | 4285972 | 4133530020 | Springfield Gardens South-Brookville
32 | DOE | Q064 | 82-01 101 Ave | Q064; 82-01 101 Ave | Queens | Yes |  | 0 |  |  | 0 |  | Not collected |  |  |  |  | Not Solar Ready | No | 68908 | Fair | 10 to 14 years | No | 2022 | 2022-07-07 | 11416 | 40.6812 | -73.8569 | 409 | 42 | 4188214 | 4090530014 | Woodhaven
11 | DOE | X094 | 3530 Kings College Pl | X094; 3530 Kings College Pl | Bronx | Yes |  | 0 |  |  | 0 |  | Not collected |  |  |  |  | Not Solar Ready | No | 69000 | Poor | > 20 years | No | 2022 | 2022-07-07 | 10467 | 40.8805 | -73.8757 | 207 | 431 | 2018628 | 2033560042 | Norwood
49 | DOE | R722 | 155 Tompkins Ave | R722; 155 Tompkins Ave | Staten Island | Yes |  | 0 |  |  | 0 |  | Not collected |  |  |  |  | Not Solar Ready | No | 69320 | Fair | > 20 years | No | 2022 | 2022-07-07 | 10304 | 40.6205 | -74.0773 | 501 | 27 | 5013955 | 5005340075 | Stapleton-Rosebank
5 | DOE | M066 | 421 East 88 St | M066; 421 East 88 St | Manhattan | No |  | 0 |  |  | 0 |  | Not collected |  |  |  |  | Not Solar Ready | No | 69680 | Fair | > 20 years | No | 2022 | 2022-07-07 | 10128 | 40.7779 | -73.9478 | 108 | 14402 | 1050618 | 1015680008 | Yorkville
12 | DOE | X076 | 900 Adee Ave | X076; 900 Adee Ave | Bronx | Yes |  | 0 |  |  | 0 |  | Not collected |  |  |  |  | Not Solar Ready | No | 69784 | Poor | > 20 years | No | 2022 | 2022-07-07 | 10469 | 40.8696 | -73.8613 | 211 | 342 | 2054933 | 2045520010 | Allerton-Pelham Gardens
23 | DOE | Q188 | 218-12 Hartland Ave | Q188; 218-12 Hartland Ave | Queens | No |  | 0 |  |  | 0 |  | Not collected |  |  |  |  | Not Solar Ready | No | 69905 | Fair | > 20 years | No | 2022 | 2022-07-07 | 11364 | 40.7362 | -73.7532 | 411 | 129104 | 4164350 | 4077740165 | Oakland Gardens
10 | DCLA | The Cloisters (Metropolitan Mueseum of Art) | 799 Ft Washington Ave | The Cloisters (Metropolitan Mueseum of Art); 799 Ft Washington Ave | Manhattan | No |  | 0 |  |  | 0 |  | Not collected |  |  |  |  | Not Solar Ready | No | 70000 | Fair | > 20 years | No | 2022 | 2022-07-07 | 10040 | 40.859 | -73.9343 | 112 | 273 | 1064383 | 1021790701 | Washington Heights North
35 | DCLA | Brooklyn Botanic Garden Conservatory | 1000 Washington Ave | Brooklyn Botanic Garden Conservatory; 1000 Washington Ave | Brooklyn | No |  | 0 |  |  | 0 |  | Not collected |  |  |  |  | Not Solar Ready | No | 70000 | Good | < 2 years | No | 2022 | 2022-07-07 | 11225 | 40.6675 | -73.9618 | 355 | 177 | 3337842 | 3011830001 | park-cemetery-etc-Brooklyn
48 | DOE | K253 | 601 Oceanview Ave | K253; 601 Oceanview Ave | Brooklyn | No |  | 0 |  |  | 0 |  | Not collected |  |  |  |  | Not Solar Ready | No | 70000 | Under Construction | Under Construction | No | 2022 | 2022-07-07 | 11235 | 40.5796 | -73.9621 | 313 | 364 | 3244470 | 3086660610 | Brighton Beach
17 | DOE | X973 | 1716 Southern Blvd | X973; 1716 Southern Blvd | Bronx | Yes |  | 0 |  |  | 0 |  | Not collected |  |  |  |  | Not Solar Ready | No | 70230 | Fair | 10 to 14 years | No | 2022 | 2022-07-07 | 10460 | 40.8364 | -73.8884 | 203 | 161 | 2010604 | 2029830015 | Crotona Park East
14 | CUNY | Alumni Gymsium | 2053 University Ave | Alumni Gymsium; 2053 University Ave | Bronx | No |  | 0 |  |  | 0 |  | Not collected |  |  |  |  | Not Solar Ready | No | 70616 | Poor | Unknown | No | 2022 | 2022-07-07 | 10453 | 40.8559 | -73.9103 | 205 | 249 | 2097306 | 2032220040 | University Heights-Morris Heights
11 | DOE | X037 | 360 West 230 St | X037; 360 West 230 St | Bronx | No |  | 0 |  |  | 0 |  | Not collected |  |  |  |  | Not Solar Ready | No | 70800 | Fair | > 20 years | No | 2022 | 2022-07-07 | 10463 | 40.8803 | -73.9105 | 208 | 29302 | 2097990 | 2057160725 | Spuyten Duyvil-Kingsbridge
36 | DOE | K308 | 616 Quincy St | K308; 616 Quincy St | Brooklyn | Yes |  | 0 |  |  | 0 |  | Not collected |  |  |  |  | Not Solar Ready | No | 70800 | Poor | > 20 years | No | 2022 | 2022-07-07 | 11221 | 40.6887 | -73.9355 | 303 | 293 | 3044493 | 3016300001 | Stuyvesant Heights
34 | DOE | Q075 | 1666 Hancock St | Q075; 1666 Hancock St | Queens | Yes |  | 0 |  |  | 0 |  | Not collected |  |  |  |  | Not Solar Ready | No | 70860 | Fair | > 20 years | No | 2022 | 2022-07-07 | 11385 | 40.6985 | -73.9056 | 405 | 553 | 4085584 | 4035490044 | Ridgewood
23 | DOE | Q811 | 61-25 Marathon Pkwy | Q811; 61-25 Marathon Pkwy | Queens | No |  | 0 |  |  | 0 |  | Not collected |  |  |  |  | Not Solar Ready | No | 70925 | Between Good and Fair | > 20 years | No | 2022 | 2022-07-07 | 11362 | 40.7568 | -73.7295 | 411 | 152902 | 4173060 | 4083610001 | Douglas Manor-Douglaston-Little Neck
22 | DOC | MODS 14,15,16,LL,N,QQ,RR | Rikers Island | MODS 14,15,16,LL,N,QQ,RR; Rikers Island | Bronx | No |  | 0 |  |  | 0 |  | Not collected |  |  |  |  | Not Solar Ready | No | 70980 | Poor | > 20 years | No | 2022 | 2022-07-07 | 11370 | 40.7906 | -73.8819 | 401 | 1 | 2000000 | 2026050040 | Rikers Island
29 | DOE | Q174 | 65-10 Dieterle Cres | Q174; 65-10 Dieterle Cres | Queens | No |  | 0 |  |  | 0 |  | Not collected |  |  |  |  | Not Solar Ready | No | 71000 | Poor | 15 to 19 years | No | 2022 | 2022-07-07 | 11374 | 40.7209 | -73.8614 | 406 | 69702 | 4073904 | 4031340024 | Rego Park
27 | DOE | Q176 | 120-45 235 St | Q176; 120-45 235 St | Queens | Yes |  | 0 |  |  | 0 |  | Not collected |  |  |  |  | Not Solar Ready | No | 71827 | Fair | > 20 years | No | 2022 | 2022-07-07 | 11411 | 40.6855 | -73.73 | 413 | 614 | 4276382 | 4128200001 | Cambria Heights
8 | DHS | Transitiol Housing Office | 346 Powers Ave | Transitiol Housing Office; 346 Powers Ave | Bronx | Yes |  | 0 |  |  | 0 |  | Not collected |  |  |  |  | Not Solar Ready | No | 72000 | Between Good and Fair | 10 to 14 years | No | 2022 | 2022-07-07 | 10454 | 40.8079 | -73.9122 | 201 | 33 | 2091301 | 2025720006 | Mott Haven-Port Morris
8 | DOE | X025 | 811 East 149 St | X025; 811 East 149 St | Bronx | Yes |  | 0 |  |  | 0 |  | Not collected |  |  |  |  | Not Solar Ready | No | 72000 | Poor | > 20 years | No | 2022 | 2022-07-07 | 10455 | 40.8126 | -73.9061 | 201 | 79 | 2004772 | 2026640001 | Melrose South-Mott Haven North
33 | DOE | K008 | 37 Hicks St | K008; 37 Hicks St | Brooklyn | No |  | 0 |  |  | 0 |  | Not collected |  |  |  |  | Not Solar Ready | No | 72000 | Fair | 5 to 9 years | No | 2022 | 2022-07-07 | 11201 | 40.7007 | -73.9932 | 302 | 1 | 3001540 | 3002110001 | Brooklyn Heights-Cobble Hill
42 | DPR | Brownsville Recreation Center | 1555 Linden Blvd | Brownsville Recreation Center; 1555 Linden Blvd | Brooklyn | Yes |  | 0 |  |  | 0 |  | Not collected |  |  |  |  | Not Solar Ready | No | 72000 | Fair | 5 to 9 years | Existing Green Roof, Planned Green Roof | 2022 | 2022-07-07 | 11212 | 40.6555 | -73.9028 | 316 | 922 | 3085992 | 3038680002 | Brownsville
42 | DHS | Fannie Barnes (Urban Transitiol Housing) | 829 Saratoga Ave | Fannie Barnes (Urban Transitiol Housing); 829 Saratoga Ave | Brooklyn | Yes |  | 0 |  |  | 0 |  | Not collected |  |  |  |  | Not Solar Ready | No | 72000 | Unknown | Unknown | No | 2022 | 2022-07-07 | 11212 | 40.6605 | -73.9152 | 316 | 894 | 3082035 | 3035830006 | Brownsville
51 | DOE | R008 | 100 Lindenwood Rd | R008; 100 Lindenwood Rd | Staten Island | No |  | 0 |  |  | 0 |  | Not collected |  |  |  |  | Not Solar Ready | No | 72060 | Fair | > 20 years | No | 2022 | 2022-07-07 | 10308 | 40.548 | -74.152 | 503 | 15601 | 5066295 | 5052210001 | Great Kills
17 | DOE | X044 | 1825 Prospect Ave | X044; 1825 Prospect Ave | Bronx | Yes |  | 0 |  |  | 0 |  | Not collected |  |  |  |  | Not Solar Ready | No | 72080 | Under Construction | Under Construction | No | 2022 | 2022-07-07 | 10457 | 40.8421 | -73.8911 | 206 | 36902 | 2009957 | 2029490064 | East Tremont
43 | DOE | K485 | 350 67th St | K485; 350 67th St | Brooklyn | No |  | 0 |  |  | 0 |  | Not collected |  |  |  |  | Not Solar Ready | No | 72150 | Fair | > 20 years | No | 2022 | 2022-07-07 | 11220 | 40.6373 | -74.0238 | 310 | 70 | 3144482 | 3058500030 | Bay Ridge
49 | DOE | R019 | 780 Post Ave | R019; 780 Post Ave | Staten Island | Yes |  | 0 |  |  | 0 |  | Not collected |  |  |  |  | Not Solar Ready | No | 72225 | Poor | > 20 years | No | 2022 | 2022-07-07 | 10310 | 40.6312 | -74.1271 | 501 | 141 | 5006175 | 5002270024 | West New Brighton-New Brighton-St. George
48 | CUNY | Health and Physical Education Center | 1925 Oriental Blvd | Health and Physical Education Center; 1925 Oriental Blvd | Brooklyn | No |  | 0 |  |  | 0 |  | Not collected |  |  |  |  | Not Solar Ready | No | 72282 | Poor | Unknown | No | 2022 | 2022-07-07 | 11235 | 40.5785 | -73.9352 | 315 | 616 | 3347725 | 3087600060 | Sheepshead Bay-Gerritsen Beach-Manhattan Beach
42 | HHC | East New York Diagnostic & Treatment Center | 2094 Pitkin Ave | East New York Diagnostic & Treatment Center; 2094 Pitkin Ave | Brooklyn | Yes |  | 0 |  |  | 0 |  | Not collected |  |  |  |  | Not Solar Ready | No | 72755 | Between Good and Fair | 15 to 19 years | No | 2022 | 2022-07-07 | 11207 | 40.672 | -73.8952 | 305 | 1144 | 3083929 | 3037380015 | East New York (Pennsylvania Ave)
50 | DSNY | Fresh Kills Landfill - Boro Repair Shop | 60 Muldoon Ave | Fresh Kills Landfill - Boro Repair Shop; 60 Muldoon Ave | Staten Island | No |  | 0 |  |  | 0 |  | Not collected |  |  |  |  | Not Solar Ready | No | 73260 | Poor | > 20 years | No | 2022 | 2022-07-07 | Unknown | Unknown | Unknown |  |  |  | Unknown | Unknown
14 | CUNY | Nichols Hall | 125 West 180 St | Nichols Hall; 125 West 180 St | Bronx | No |  | 0 |  |  | 0 |  | Not collected |  |  |  |  | Not Solar Ready | No | 73344 | Poor | Unknown | No | 2022 | 2022-07-07 | 10453 | 40.8561 | -73.9126 | 205 | 249 | 2100249 | 2032220062 | University Heights-Morris Heights
15 | DOE | X234 | 2050 Prospect Ave | X234; 2050 Prospect Ave | Bronx | Yes |  | 0 |  |  | 0 |  | Not collected |  |  |  |  | Not Solar Ready | No | 73497 | Between Fair and Poor | 15 to 19 years | No | 2022 | 2022-07-07 | 10457 | 40.8462 | -73.8874 | 206 | 371 | 2012957 | 2031090001 | East Tremont
3 | DOE | M834 | 448 West 56 St | M834; 448 West 56 St | Manhattan | No |  | 0 |  |  | 0 |  | Not collected |  |  |  |  | Not Solar Ready | No | 73500 | Poor | 15 to 19 years | No | 2022 | 2022-07-07 | 10019 | 40.7678 | -73.9876 | 104 | 139 | 1026841 | 1010650001 | Clinton
22 | DOC | Rikers Island Transportation Garage (ASRS) | Rikers Island | Rikers Island Transportation Garage (ASRS); Rikers Island | Bronx | No |  | 0 |  |  | 0 |  | Not collected |  |  |  |  | Not Solar Ready | No | 73895 | Poor | > 20 years | No | 2022 | 2022-07-07 | 11370 | 40.7906 | -73.8819 | 401 | 1 | 2000000 | 2026050040 | Rikers Island
34 | DOE | K132 | 320 Manhattan Ave | K132; 320 Manhattan Ave | Brooklyn | No |  | 0 |  |  | 0 |  | Not collected |  |  |  |  | Not Solar Ready | No | 74000 | Fair | 5 to 9 years | No | 2022 | 2022-07-07 | 11211 | 40.7147 | -73.9461 | 301 | 497 | 3068728 | 3027590001 | East Williamsburg
34 | DOE | K162 | 1390 Willoughby Ave | K162; 1390 Willoughby Ave | Brooklyn | No |  | 0 |  |  | 0 |  | Not collected |  |  |  |  | Not Solar Ready | No | 74000 | Poor | > 20 years | No | 2022 | 2022-07-07 | 11237 | 40.7072 | -73.9198 | 304 | 445 | 3073018 | 3032120001 | Bushwick North
47 | DOE | K090 | 2840 West 12 St | K090; 2840 West 12 St | Brooklyn | Yes |  | 0 |  |  | 0 |  | Not collected |  |  |  |  | Not Solar Ready | No | 74000 | Good | 5 to 9 years | No | 2022 | 2022-07-07 | 11224 | 40.5783 | -73.9796 | 313 | 350 | 3196558 | 3072660040 | West Brighton
50 | DOE | R046 | 41 Reid Ave | R046; 41 Reid Ave | Staten Island | Yes |  | 0 |  |  | 0 |  | Not collected |  |  |  |  | Not Solar Ready | No | 74000 | Poor | > 20 years | No | 2022 | 2022-07-07 | 10305 | 40.5938 | -74.0806 | 502 | 64 | 5047613 | 5032430001 | Grasmere-Arrochar-Ft. Wadsworth
1 | DOE | M042 | 71 Hester St | M042; 71 Hester St | Manhattan | Yes |  | 0 |  |  | 0 |  | Not collected |  |  |  |  | Not Solar Ready | No | 74080 | Fair | > 20 years | No | 2022 | 2022-07-07 | 10002 | 40.7159 | -73.9909 | 103 | 16 | 1003998 | 1003090001 | Chinatown
17 | DPR | Citywide Services and Storehouse | 850 East 138th St | Citywide Services and Storehouse; 850 East 138th St | Bronx | Yes |  | 0 |  |  | 0 |  | Not collected |  |  |  |  | Not Solar Ready | No | 74080 | Fair | > 20 years | Existing Green Roof | 2022 | 2022-07-07 | 10454 | 40.8031 | -73.909 | 201 | 19 | 2086438 | 2025890031 | Mott Haven-Port Morris
11 | DOE | X081 | 5550 Riverdale Ave | X081; 5550 Riverdale Ave | Bronx | No |  | 0 |  |  | 0 |  | Not collected |  |  |  |  | Not Solar Ready | No | 74460 | Between Fair and Poor | > 20 years | No | 2022 | 2022-07-07 | 10471 | 40.9036 | -73.9052 | 208 | 337 | 2084806 | 2058501550 | North Riverdale-Fieldston-Riverdale
15 | NYPL | Bronx Library Center | 310 East Kingsbridge Rd | Bronx Library Center; 310 East Kingsbridge Rd | Bronx | Yes |  | 0 |  |  | 0 |  | Not collected |  |  |  |  | Not Solar Ready | No | 74476 | Good | 10 to 14 years | No | 2022 | 2022-07-07 | 10458 | 40.8633 | -73.8942 | 207 | 39901 | 2116006 | 2031540083 | Bedford Park-Fordham North
4 | DOE | M169 | 110 East 88 St | M169; 110 East 88 St | Manhattan | No |  | 0 |  |  | 0 |  | Not collected |  |  |  |  | Not Solar Ready | No | 74480 | Fair | > 20 years | No | 2022 | 2022-07-07 | 10128 | 40.7812 | -73.9557 | 108 | 14802 | 1048043 | 1015167502 | Upper East Side-Carnegie Hill
14 | DOE | X843 | 2641 Grand Concourse | X843; 2641 Grand Concourse | Bronx | Yes |  | 0 |  |  | 0 |  | Not collected |  |  |  |  | Not Solar Ready | No | 74480 | Under Construction | Under Construction | No | 2022 | 2022-07-07 | 10468 | 40.8656 | -73.8948 | 207 | 401 | 2013830 | 2031680027 | Bedford Park-Fordham North
6 | DOE | M166 | 132 West 89 St | M166; 132 West 89 St | Manhattan | No |  | 0 |  |  | 0 |  | Not collected |  |  |  |  | Not Solar Ready | No | 75000 | Between Good and Fair | 10 to 14 years | No | 2022 | 2022-07-07 | 10024 | 40.7889 | -73.9718 | 107 | 173 | 1032308 | 1012190047 | Upper West Side
22 | DOE | Q981 | 23-70 31 St | Q981; 23-70 31 St | Queens | No |  | 0 |  |  | 0 |  | Not collected |  |  |  |  | Not Solar Ready | No | 75000 | Poor | > 20 years | No | 2022 | 2022-07-07 | 11105 | 40.7729 | -73.9147 | 401 | 115 | 4017485 | 4008420031 | Steinway
39 | DOE | K902 | 62 Park Pl | K902; 62 Park Pl | Brooklyn | No |  | 0 |  |  | 0 |  | Not collected |  |  |  |  | Not Solar Ready | No | 75000 | Good | 2 to 4 years | No | 2022 | 2022-07-07 | 11217 | 40.679 | -73.9765 | 306 | 12902 | 3259250 | 3009410050 | Park Slope-Gowanus
51 | DSNY | Staten Island 3 District Garage | 1323 West Service Rd | Staten Island 3 District Garage; 1323 West Service Rd | Staten Island | No |  | 0 |  |  | 0 |  | Not collected |  |  |  |  | Not Solar Ready | No | 75000 | Poor | > 20 years | No | 2022 | 2022-07-07 | 10309 | 40.575 | -74.1966 | 503 | 228 | 5130986 | 5059000500 | New Springville-Bloomfield-Travis
34 | DOE | Q081 | 559 Cypress Ave | Q081; 559 Cypress Ave | Queens | Yes |  | 0 |  |  | 0 |  | Not collected |  |  |  |  | Not Solar Ready | No | 75039 | Fair | > 20 years | No | 2022 | 2022-07-07 | 11385 | 40.7038 | -73.9123 | 405 | 545 | 4082076 | 4034370001 | Ridgewood
50 | DSNY | Plant 1: Tractor Shops | 1323 Muldoon Ave | Plant 1: Tractor Shops; 1323 Muldoon Ave | Staten Island | No |  | 0 |  |  | 0 |  | Not collected |  |  |  |  | Not Solar Ready | No | 75106 | Poor | > 20 years | No | 2022 | 2022-07-07 | Unknown | Unknown | Unknown |  |  |  | Unknown | Unknown
29 | DOE | Q206 | 61-21 97 Pl | Q206; 61-21 97 Pl | Queens | Yes |  | 0 |  |  | 0 |  | Not collected |  |  |  |  | Not Solar Ready | No | 75177 | Fair | > 20 years | No | 2022 | 2022-07-07 | 11374 | 40.7343 | -73.8615 | 406 | 71702 | 4050414 | 4020830123 | Rego Park
19 | DOE | Q159 | 205-01 33 Ave | Q159; 205-01 33 Ave | Queens | No |  | 0 |  |  | 0 |  | Not collected |  |  |  |  | Not Solar Ready | No | 75700 | Poor | > 20 years | No | 2022 | 2022-07-07 | 11361 | 40.7694 | -73.7839 | 411 | 1099 | 4134525 | 4060380013 | Bayside-Bayside Hills
20 | QPL | Flushing (ALC) Community Library | 41-17 Main St | Flushing (ALC) Community Library; 41-17 Main St | Queens | Yes |  | 0 |  |  | 0 |  | Not collected |  |  |  |  | Not Solar Ready | No | 76000 | Between Fair and Poor | 15 to 19 years | No | 2022 | 2022-07-07 | 11355 | 40.7578 | -73.8293 | 407 | 853 | 4114282 | 4050430011 | Flushing
44 | DOE | K192 | 4715 18 Ave | K192; 4715 18 Ave | Brooklyn | No |  | 0 |  |  | 0 |  | Not collected |  |  |  |  | Not Solar Ready | No | 76000 | Between Fair and Poor | 10 to 14 years | No | 2022 | 2022-07-07 | 11204 | 40.6293 | -73.98 | 312 | 476 | 3128909 | 3054450001 | Borough Park
20 | DOE | Q022 | 153-33 Sanford Ave | Q022; 153-33 Sanford Ave | Queens | Yes |  | 0 |  |  | 0 |  | Not collected |  |  |  |  | Not Solar Ready | No | 76643 | Between Good and Fair | 10 to 14 years | No | 2022 | 2022-07-07 | 11355 | 40.7612 | -73.8118 | 407 | 1167 | 4438184 | 4053280001 | Murray Hill
30 | DOE | Q087 | 67-54 80 St | Q087; 67-54 80 St | Queens | No |  | 0 |  |  | 0 |  | Not collected |  |  |  |  | Not Solar Ready | No | 76800 | Between Fair and Poor | 15 to 19 years | No | 2022 | 2022-07-07 | 11379 | 40.7118 | -73.8712 | 405 | 621 | 4091737 | 4037820027 | Middle Village
35 | DOE | K167 | 1025 Eastern Pkwy | K167; 1025 Eastern Pkwy | Brooklyn | Yes |  | 0 |  |  | 0 |  | Not collected |  |  |  |  | Not Solar Ready | No | 77000 | Under Construction | Under Construction | No | 2022 | 2022-07-07 | 11213 | 40.669 | -73.9346 | 308 | 353 | 3037303 | 3013890035 | Crown Heights North
37 | DOE | K214 | 2944 Pitkin Ave | K214; 2944 Pitkin Ave | Brooklyn | Yes |  | 0 |  |  | 0 |  | Not collected |  |  |  |  | Not Solar Ready | No | 77000 | Between Good and Fair | 5 to 9 years | No | 2022 | 2022-07-07 | 11208 | 40.6765 | -73.8632 | 305 | 1202 | 3095254 | 3042430001 | Cypress Hills-City Line
46 | DOE | K236 | 6302 Avenue U | K236; 6302 Avenue U | Brooklyn | No |  | 0 |  |  | 0 |  | Not collected |  |  |  |  | Not Solar Ready | No | 77000 | Under Construction | Under Construction | No | 2022 | 2022-07-07 | 11234 | 40.616 | -73.913 | 318 | 698 | 3326821 | 3084640001 | Georgetown-Marine Park-Bergen Beach-Mill Basin
47 | DOE | K212 | 87 Bay 49 St | K212; 87 Bay 49 St | Brooklyn | No |  | 0 |  |  | 0 |  | Not collected |  |  |  |  | Not Solar Ready | No | 77000 | Good | 15 to 19 years | No | 2022 | 2022-07-07 | 11214 | 40.5876 | -73.9859 | 313 | 314 | 3187407 | 3069170001 | Gravesend
13 | DOE | X722 | 2697 Westchester Ave | X722; 2697 Westchester Ave | Bronx | Yes |  | 0 |  |  | 0 |  | Not collected |  |  |  |  | Not Solar Ready | No | 78000 | Fair | 10 to 14 years | No | 2022 | 2022-07-07 | 10461 | 40.8423 | -73.8389 | 211 | 284 | 2045725 | 2041330200 | Van Nest-Morris Park-Westchester Square
37 | DOE | K108 | 200 Linwood St | K108; 200 Linwood St | Brooklyn | No |  | 0 |  |  | 0 |  | Not collected |  |  |  |  | Not Solar Ready | No | 78000 | Between Good and Fair | > 20 years | No | 2022 | 2022-07-07 | 11208 | 40.6813 | -73.8841 | 305 | 117202 | 3087131 | 3039260045 | Cypress Hills-City Line
16 | DOE | X053 | 360 East 168 St | X053; 360 East 168 St | Bronx | Yes |  | 0 |  |  | 0 |  | Not collected |  |  |  |  | Not Solar Ready | No | 78002 | Fair | > 20 years | No | 2022 | 2022-07-07 | 10456 | 40.8329 | -73.9114 | 204 | 175 | 2002299 | 2024350075 | East Concourse-Concourse Village
50 | DOE | R041 | 216 Clawson St | R041; 216 Clawson St | Staten Island | No |  | 0 |  |  | 0 |  | Not collected |  |  |  |  | Not Solar Ready | No | 78100 | Fair | > 20 years | No | 2022 | 2022-07-07 | 10306 | 40.574 | -74.1093 | 502 | 122 | 5052791 | 5036450007 | New Dorp-Midland Beach
8 | DHS | Keener Assessment Shelter | 64 Sunken Garden Loop, Ward's Island | Keener Assessment Shelter; 64 Sunken Garden Loop, Ward's Island | Manhattan | Yes |  | 0 |  |  | 0 |  | Not collected |  |  |  |  | Not Solar Ready | No | 78500 | Unknown | Unknown | No | 2022 | 2022-07-07 | 10035 | 40.7855 | -73.9314 | 111 | 240 | 1085877 | 1018190010 | park-cemetery-etc-Manhattan
5 | DOE | M151 | 1763 1st Ave | M151; 1763 1st Ave | Manhattan | No |  | 0 |  |  | 0 |  | Not collected |  |  |  |  | Not Solar Ready | No | 78595 | Between Good and Fair | 10 to 14 years | No | 2022 | 2022-07-07 | 10128 | 40.7803 | -73.9469 | 108 | 154 | 1087665 | 1015540023 | Yorkville
25 | DOE | Q212 | 34-25 82 St | Q212; 34-25 82 St | Queens | Yes |  | 0 |  |  | 0 |  | Not collected |  |  |  |  | Not Solar Ready | No | 79000 | Good | > 20 years | No | 2022 | 2022-07-07 | 11372 | 40.7531 | -73.8849 | 403 | 283 | 4437128 | 4014430019 | Jackson Heights
36 | DOE | K297 | 700 Park Ave | K297; 700 Park Ave | Brooklyn | Yes |  | 0 |  |  | 0 |  | Not collected |  |  |  |  | Not Solar Ready | No | 79000 | Fair | > 20 years | No | 2022 | 2022-07-07 | 11206 | 40.6978 | -73.9478 | 303 | 257 | 3048508 | 3017390011 | Bedford
19 | DOE | Q193 | 152-20 11 Ave | Q193; 152-20 11 Ave | Queens | No |  | 0 |  |  | 0 |  | Not collected |  |  |  |  | Not Solar Ready | No | 79111 | Fair | > 20 years | No | 2022 | 2022-07-07 | 11357 | 40.7925 | -73.8097 | 407 | 987 | 4103056 | 4045380001 | Whitestone
19 | DOT | Queens Bus Facility | 128-10 26th Ave | Queens Bus Facility; 128-10 26th Ave | Queens | No |  | 0 |  |  | 0 |  | Not collected |  |  |  |  | Not Solar Ready | No | 79260 | Unknown | Unknown | No | 2022 | 2022-07-07 | 11354 | 40.7742 | -73.8406 | 407 | 907 | 4100679 | 4042950001 | College Point
26 | DOE | Q112 | 25-05 37 Ave | Q112; 25-05 37 Ave | Queens | Yes |  | 0 |  |  | 0 |  | Not collected |  |  |  |  | Not Solar Ready | No | 79325 | Fair | > 20 years | No | 2022 | 2022-07-07 | 11101 | 40.7569 | -73.9345 | 401 | 33 | 4004170 | 4003440001 | Queensbridge-Ravenswood-Long Island City
50 | DOE | R023 | 30 tick St | R023; 30 tick St | Staten Island | No |  | 0 |  |  | 0 |  | Not collected |  |  |  |  | Not Solar Ready | No | 79375 | Poor | > 20 years | No | 2022 | 2022-07-07 | Unknown | Unknown | Unknown |  |  |  | Unknown | Unknown
35 | DOE | K241 | 976 President St | K241; 976 President St | Brooklyn | Yes |  | 0 |  |  | 0 |  | Not collected |  |  |  |  | Not Solar Ready | No | 79453 | Fair | > 20 years | No | 2022 | 2022-07-07 | 11225 | 40.6693 | -73.9607 | 309 | 213 | 3378160 | 3011880001 | Crown Heights South
26 | DOE | Q011 | 54-25 Skillman Ave | Q011; 54-25 Skillman Ave | Queens | No |  | 0 |  |  | 0 |  | Not collected |  |  |  |  | Not Solar Ready | No | 79464 | Fair | > 20 years | No | 2022 | 2022-07-07 | 11377 | 40.7452 | -73.9087 | 402 | 251 | 4552510 | 4012390001 | Woodside
48 | DOE | K209 | 2609 East 7 St | K209; 2609 East 7 St | Brooklyn | No |  | 0 |  |  | 0 |  | Not collected |  |  |  |  | Not Solar Ready | No | 79793 | Fair | > 20 years | No | 2022 | 2022-07-07 | 11235 | 40.5868 | -73.962 | 313 | 370 | 3196224 | 3072440001 | Brighton Beach
42 | DOE | K174 | 574 Dumont Ave | K174; 574 Dumont Ave | Brooklyn | Yes |  | 0 |  |  | 0 |  | Not collected |  |  |  |  | Not Solar Ready | No | 80000 | Fair | > 20 years | No | 2022 | 2022-07-07 | 11207 | 40.6658 | -73.8977 | 305 | 1130 | 3084617 | 3038020015 | East New York (Pennsylvania Ave)
50 | DSNY | Staten Island Rail Transfer Station | 600 West Service Rd | Staten Island Rail Transfer Station; 600 West Service Rd | Staten Island | No |  | 0 |  |  | 0 |  | Not collected |  |  |  |  | Not Solar Ready | No | 80000 | Poor | Unknown | No | 2022 | 2022-07-07 | 10314 | 40.5831 | -74.1929 | 502 | 228 | 5141714 | 5026850100 | New Springville-Bloomfield-Travis
28 | DOE | Q155 | 130-02 115 Ave | Q155; 130-02 115 Ave | Queens | Yes |  | 0 |  |  | 0 |  | Not collected |  |  |  |  | Not Solar Ready | No | 80020 | Fair | > 20 years | No | 2022 | 2022-07-07 | 11420 | 40.6796 | -73.8106 | 410 | 176 | 4252357 | 4116730001 | South Ozone Park
27 | DHS | Jamaica Arms Hotel / Family Respite Residence | 175-10 88th Ave | Jamaica Arms Hotel / Family Respite Residence; 175-10 88th Ave | Queens | Yes |  | 0 |  |  | 0 |  | Not collected |  |  |  |  | Not Solar Ready | No | 80332 | Between Good and Fair | 10 to 14 years | No | 2022 | 2022-07-07 | 11432 | 40.7111 | -73.787 | 412 | 462 | 4448804 | 4098330004 | Jamaica
32 | DOE | Q114 | 134-01 Cronston Ave | Q114; 134-01 Cronston Ave | Queens | No |  | 0 |  |  | 0 |  | Not collected |  |  |  |  | Not Solar Ready | No | 80400 | Fair | > 20 years | No | 2022 | 2022-07-07 | 11694 | 40.5783 | -73.8544 | 414 | 928 | 4305615 | 4162570001 | Breezy Point-Belle Harbor-Rockaway Park-Broad Channel
33 | DOE | K110 | 124 Monitor St | K110; 124 Monitor St | Brooklyn | No |  | 0 |  |  | 0 |  | Not collected |  |  |  |  | Not Solar Ready | No | 80400 | Between Good and Fair | > 20 years | No | 2022 | 2022-07-07 | 11222 | 40.7239 | -73.9423 | 301 | 591 | 3067144 | 3026880042 | Greenpoint
10 | DOE | M187 | 349 Cabrini Blvd | M187; 349 Cabrini Blvd | Manhattan | No |  | 0 |  |  | 0 |  | Not collected |  |  |  |  | Not Solar Ready | No | 80480 | Fair | 10 to 14 years | No | 2022 | 2022-07-07 | 10040 | 40.8567 | -73.9371 | 112 | 273 | 1064371 | 1021790365 | Washington Heights North
29 | DOE | Q144 | 93-02 69 Ave | Q144; 93-02 69 Ave | Queens | No |  | 0 |  |  | 0 |  | Not collected |  |  |  |  | Not Solar Ready | No | 80480 | Fair | > 20 years | No | 2022 | 2022-07-07 | 11375 | 40.715 | -73.8534 | 406 | 729 | 4076870 | 4032120001 | Forest Hills
51 | DOE | R053 | 330 Durant Ave | R053; 330 Durant Ave | Staten Island | No |  | 0 |  |  | 0 |  | Not collected |  |  |  |  | Not Solar Ready | No | 80500 | Fair | > 20 years | No | 2022 | 2022-07-07 | 10308 | 40.5526 | -74.1371 | 503 | 13203 | 5065016 | 5051060001 | Great Kills
7 | DOE | M093 | 501-503 West 152 St | M093; 501-503 West 152 St | Manhattan | Yes |  | 0 |  |  | 0 |  | Not collected |  |  |  |  | Not Solar Ready | No | 80600 | Good | 10 to 14 years | No | 2022 | 2022-07-07 | 10031 | 40.8298 | -73.9447 | 109 | 237 | 1087824 | 1020840129 | Hamilton Heights
51 | DOE | R055 | 54 Osborne St | R055; 54 Osborne St | Staten Island | No |  | 0 |  |  | 0 |  | Not collected |  |  |  |  | Not Solar Ready | No | 80825 | Between Fair and Poor | > 20 years | No | 2022 | 2022-07-07 | 10312 | 40.5366 | -74.1638 | 503 | 15602 | 5069075 | 5053360001 | Annadale-Huguenot-Prince's Bay-Eltingville
49 | DCAS | Staten Island Borough Hall | 10 Richmond Ter | Staten Island Borough Hall; 10 Richmond Ter | Staten Island | Yes |  | 0 |  |  | 0 |  | Not collected |  |  |  |  | Not Solar Ready | No | 81538 | Fair | > 20 years | No | 2022 | 2022-07-07 | 10301 | 40.6422 | -74.0752 | 501 | 3 | 5000063 | 5000070001 | West New Brighton-New Brighton-St. George
2 | DOE | M660 | 127 E. 22 St | M660; 127 E. 22 St | Manhattan | No |  | 0 |  |  | 0 |  | Not collected |  |  |  |  | Not Solar Ready | No | 81560 | Fair | > 20 years | No | 2022 | 2022-07-07 | 10010 | 40.739 | -73.9855 | 105 | 68 | 1018014 | 1008780016 | Gramercy
23 | DOE | Q266 | 74-10 Commonwealth Blvd | Q266; 74-10 Commonwealth Blvd | Queens | Yes |  | 0 |  |  | 0 |  | Not collected |  |  |  |  | Not Solar Ready | No | 81600 | Fair | 10 to 14 years | No | 2022 | 2022-07-07 | 11426 | 40.7462 | -73.7276 | 413 | 1567 | 4529900 | 4078700074 | Bellerose
40 | DOE | K006 | 43 Snyder Ave | K006; 43 Snyder Ave | Brooklyn | Yes |  | 0 |  |  | 0 |  | Not collected |  |  |  |  | Not Solar Ready | No | 81600 | Fair | > 20 years | No | 2022 | 2022-07-07 | 11226 | 40.6486 | -73.9571 | 314 | 794 | 3117230 | 3051030079 | Erasmus
9 | DOE | M133 | 2121 5th Ave | M133; 2121 5th Ave | Manhattan | Yes |  | 0 |  |  | 0 |  | Not collected |  |  |  |  | Not Solar Ready | No | 81680 | Fair | > 20 years | No | 2022 | 2022-07-07 | 10037 | 40.8097 | -73.9399 | 111 | 206 | 1054276 | 1017550001 | Central Harlem North-Polo Grounds
42 | DEP | 26th Ward WRRF - Supplemental Cake Storage Facility | 122-66 Flatlands Ave | 26th Ward WRRF - Supplemental Cake Storage Facility; 122-66 Flatlands Ave | Brooklyn | Yes |  | 0 |  |  | 0 |  | Not collected |  |  |  |  | Not Solar Ready | No | 81760 | Unknown | 10 to 14 years | No | 2022 | 2022-07-07 | 11207 | 40.6548 | -73.8815 | 305 | 1070 | 3000000 | 3044400001 | East New York
47 | DOE | K288 | 2950 West 25 St | K288; 2950 West 25 St | Brooklyn | Yes |  | 0 |  |  | 0 |  | Not collected |  |  |  |  | Not Solar Ready | No | 82000 | Poor | > 20 years | No | 2022 | 2022-07-07 | 11224 | 40.5744 | -73.9919 | 313 | 342 | 3189538 | 3070540045 | Seagate-Coney Island
48 | DOE | K199 | 1100 Elm Ave | K199; 1100 Elm Ave | Brooklyn | Yes |  | 0 |  |  | 0 |  | Not collected |  |  |  |  | Not Solar Ready | No | 82800 | Between Good and Fair | 10 to 14 years | No | 2022 | 2022-07-07 | 11230 | 40.6166 | -73.9635 | 314 | 768 | 3180761 | 3067400025 | Midwood
7 | DOE | M163 | 163 West 97 St | M163; 163 West 97 St | Manhattan | No |  | 0 |  |  | 0 |  | Not collected |  |  |  |  | Not Solar Ready | No | 82801 | Fair | > 20 years | No | 2022 | 2022-07-07 | 10025 | 40.7943 | -73.9687 | 107 | 185 | 1055908 | 1018520099 | Upper West Side
8 | DOE | M102 | 315 East 113 St | M102; 315 East 113 St | Manhattan | Yes |  | 0 |  |  | 0 |  | Not collected |  |  |  |  | Not Solar Ready | No | 82880 | Between Fair and Poor | > 20 years | No | 2022 | 2022-07-07 | 10029 | 40.7949 | -73.9387 | 111 | 180 | 1081366 | 1016840101 | East Harlem North
15 | DOE | X059 | 2185 Bathgate Ave | X059; 2185 Bathgate Ave | Bronx | Yes |  | 0 |  |  | 0 |  | Not collected |  |  |  |  | Not Solar Ready | No | 82880 | Fair | 10 to 14 years | No | 2022 | 2022-07-07 | 10457 | 40.8528 | -73.8935 | 206 | 395 | 2011538 | 2030490037 | Claremont-Bathgate
27 | DOE | Q118 | 190-20 109th Rd | Q118; 190-20 109th Rd | Queens | Yes |  | 0 |  |  | 0 |  | Not collected |  |  |  |  | Not Solar Ready | No | 82900 | Fair | > 20 years | No | 2022 | 2022-07-07 | 11412 | 40.7036 | -73.7658 | 412 | 504 | 4233850 | 4109260050 | Hollis
31 | DOE | Q104 | 26-01 Mott Ave | Q104; 26-01 Mott Ave | Queens | Yes |  | 0 |  |  | 0 |  | Not collected |  |  |  |  | Not Solar Ready | No | 82900 | Fair | > 20 years | No | 2022 | 2022-07-07 | 11691 | 40.6085 | -73.7645 | 414 | 100801 | 4442313 | 4156930001 | Far Rockaway-Bayswater
16 | DOE | X114 | 1155 Cromwell Ave | X114; 1155 Cromwell Ave | Bronx | No |  | 0 |  |  | 0 |  | Not collected |  |  |  |  | Not Solar Ready | No | 82925 | Fair | > 20 years | No | 2022 | 2022-07-07 | 10452 | 40.8348 | -73.9231 | 204 | 63 | 2003022 | 2024950100 | West Concourse
35 | DOE | K316 | 750 Classon Ave | K316; 750 Classon Ave | Brooklyn | No |  | 0 |  |  | 0 |  | Not collected |  |  |  |  | Not Solar Ready | No | 83000 | Between Fair and Poor | > 20 years | No | 2022 | 2022-07-07 | 11238 | 40.6744 | -73.9603 | 308 | 215 | 3029246 | 3011670018 | Prospect Heights
11 | DOE | X008 | 3010 Briggs Ave | X008; 3010 Briggs Ave | Bronx | Yes |  | 0 |  |  | 0 |  | Not collected |  |  |  |  | Not Solar Ready | No | 83022 | Fair | 10 to 14 years | No | 2022 | 2022-07-07 | 10458 | 40.8726 | -73.8836 | 207 | 415 | 2094734 | 2032990060 | Bedford Park-Fordham North
16 | HHC | Morrisania DTC Center | 1225 Gerard Ave | Morrisania DTC Center; 1225 Gerard Ave | Bronx | Yes |  | 0 |  |  | 0 |  | Not collected |  |  |  |  | Not Solar Ready | No | 83031 | Poor | > 20 years | No | 2022 | 2022-07-07 | 10452 | 40.836 | -73.92 | 204 | 197 | 2003015 | 2024890060 | West Concourse
3 | DOE | M033 | 281 9th Ave | M033; 281 9th Ave | Manhattan | Yes |  | 0 |  |  | 0 |  | Not collected |  |  |  |  | Not Solar Ready | No | 83100 | Between Good and Fair | 10 to 14 years | No | 2022 | 2022-07-07 | 10001 | 40.749 | -73.9995 | 104 | 97 | 1012829 | 1007240023 | Hudson Yards-Chelsea-Flatiron-Union Square
25 | DOE | Q149 | 93-11 34 Ave | Q149; 93-11 34 Ave | Queens | Yes |  | 0 |  |  | 0 |  | Not collected |  |  |  |  | Not Solar Ready | No | 84000 | Poor | 15 to 19 years | No | 2022 | 2022-07-07 | 11372 | 40.7548 | -73.8746 | 403 | 273 | 4035441 | 4014410015 | Jackson Heights
25 | DOE | Q230 | 73-10 34 Ave | Q230; 73-10 34 Ave | Queens | Yes |  | 0 |  |  | 0 |  | Not collected |  |  |  |  | Not Solar Ready | No | 84000 | Poor | 15 to 19 years | No | 2022 | 2022-07-07 | 11372 | 40.7529 | -73.8932 | 403 | 289 | 4028931 | 4012600001 | Jackson Heights
30 | DOE | Q049 | 79-15 Penelope Ave | Q049; 79-15 Penelope Ave | Queens | No |  | 0 |  |  | 0 |  | Not collected |  |  |  |  | Not Solar Ready | No | 84000 | Fair | > 20 years | No | 2022 | 2022-07-07 | 11379 | 40.7191 | -73.8754 | 405 | 663 | 4069253 | 4029900045 | Middle Village
28 | DOE | Q140 | 166-01 116 Ave | Q140; 166-01 116 Ave | Queens | Yes |  | 0 |  |  | 0 |  | Not collected |  |  |  |  | Not Solar Ready | No | 84052 | Fair | > 20 years | No | 2022 | 2022-07-07 | 11434 | 40.6868 | -73.7812 | 412 | 278 | 4267260 | 4123410031 | Baisley Park
12 | DOE | X068 | 4011 Monticello Ave | X068; 4011 Monticello Ave | Bronx | Yes |  | 0 |  |  | 0 |  | Not collected |  |  |  |  | Not Solar Ready | No | 84080 | Fair | > 20 years | No | 2022 | 2022-07-07 | 10466 | 40.8917 | -73.8385 | 212 | 426 | 2067852 | 2049860081 | Woodlawn-Wakefield
14 | DOE | X033 | 24-24 Jerome Ave | X033; 24-24 Jerome Ave | Bronx | Yes |  | 0 |  |  | 0 |  | Not collected |  |  |  |  | Not Solar Ready | No | 84080 | Fair | > 20 years | No | 2022 | 2022-07-07 | 10468 | 40.8618 | -73.9018 | 205 | 239 | 2014099 | 2031880020 | Fordham South
32 | DOE | Q225 | 190 Beach 110 St | Q225; 190 Beach 110 St | Queens | No |  | 0 |  |  | 0 |  | Not collected |  |  |  |  | Not Solar Ready | No | 84100 | Between Good and Fair | 10 to 14 years | No | 2022 | 2022-07-07 | 11694 | 40.5809 | -73.8318 | 414 | 938 | 4303853 | 4161810001 | Breezy Point-Belle Harbor-Rockaway Park-Broad Channel
2 | DOE | M019 | 185 1st Ave | M019; 185 1st Ave | Manhattan | No |  | 0 |  |  | 0 |  | Not collected |  |  |  |  | Not Solar Ready | No | 84125 | Poor | > 20 years | No | 2022 | 2022-07-07 | 10003 | 40.7296 | -73.9838 | 103 | 40 | 1006478 | 1004530034 | East Village
28 | DOE | Q160 | 109-59 Inwood St | Q160; 109-59 Inwood St | Queens | Yes |  | 0 |  |  | 0 |  | Not collected |  |  |  |  | Not Solar Ready | No | 84721 | Under Construction | Under Construction | No | 2022 | 2022-07-07 | 11435 | 40.6881 | -73.8004 | 412 | 196 | 4258143 | 4119420302 | South Jamaica
1 | DOE | M234 | 292 Greenwich St | M234; 292 Greenwich St | Manhattan | No |  | 0 |  |  | 0 |  | Not collected |  |  |  |  | Not Solar Ready | No | 84903 | Fair | > 20 years | No | 2022 | 2022-07-07 | 10007 | 40.716 | -74.011 | 101 | 21 | 1001533 | 1001420001 | SoHo-TriBeCa-Civic Center-Little Italy
2 | DOE | M063 | 121 East 3 St | M063; 121 East 3 St | Manhattan | No |  | 0 |  |  | 0 |  | Not collected |  |  |  |  | Not Solar Ready | No | 85000 | Between Good and Fair | 2 to 4 years | No | 2022 | 2022-07-07 | 10009 | 40.7241 | -73.9864 | 103 | 32 | 1005760 | 1004310014 | East Village
17 | DOE | X048 | 1290 Spofford Ave | X048; 1290 Spofford Ave | Bronx | Yes |  | 0 |  |  | 0 |  | Not collected |  |  |  |  | Not Solar Ready | No | 85000 | Good | 2 to 4 years | No | 2022 | 2022-07-07 | 10474 | 40.8144 | -73.887 | 202 | 93 | 2006680 | 2027660001 | Hunts Point
19 | DOE | Q032 | 171-11 35 Ave | Q032; 171-11 35 Ave | Queens | No |  | 0 |  |  | 0 |  | Not collected |  |  |  |  | Not Solar Ready | No | 85023 | Between Fair and Poor | > 20 years | No | 2022 | 2022-07-07 | 11358 | 40.7648 | -73.7947 | 407 | 1141 | 4118954 | 4052560001 | Murray Hill
42 | DOE | K260 | 875 Williams Ave | K260; 875 Williams Ave | Brooklyn | Yes |  | 0 |  |  | 0 |  | Not collected |  |  |  |  | Not Solar Ready | No | 85200 | Poor | > 20 years | No | 2022 | 2022-07-07 | 11207 | 40.654 | -73.8949 | 318 | 982 | 3229155 | 3081580035 | Canarsie
50 | DOE | R052 | 450 Buel Ave | R052; 450 Buel Ave | Staten Island | No |  | 0 |  |  | 0 |  | Not collected |  |  |  |  | Not Solar Ready | No | 85200 | Fair | > 20 years | No | 2022 | 2022-07-07 | 10305 | 40.5827 | -74.0885 | 502 | 11201 | 5053746 | 5037050001 | Old Town-Dongan Hills-South Beach
18 | DOE | X138 | 2060 Lafayette Ave | X138; 2060 Lafayette Ave | Bronx | Yes |  | 0 |  |  | 0 |  | Not collected |  |  |  |  | Not Solar Ready | No | 85253 | Poor | > 20 years | No | 2022 | 2022-07-07 | 10473 | 40.8227 | -73.8534 | 209 | 74 | 2022289 | 2036090016 | Soundview-Castle Hill-Clason Point-Harding Park
8 | DOE | M038 | 232 East 103 St | M038; 232 East 103 St | Manhattan | Yes |  | 0 |  |  | 0 |  | Not collected |  |  |  |  | Not Solar Ready | No | 85280 | Fair | 10 to 14 years | No | 2022 | 2022-07-07 | 10029 | 40.789 | -73.9445 | 111 | 164 | 1052384 | 1016520016 | East Harlem South
12 | DOE | X041 | 3352 Olinville Ave | X041; 3352 Olinville Ave | Bronx | Yes |  | 0 |  |  | 0 |  | Not collected |  |  |  |  | Not Solar Ready | No | 85280 | Between Good and Fair | 10 to 14 years | No | 2022 | 2022-07-07 | 10467 | 40.8743 | -73.8682 | 212 | 374 | 2056898 | 2046240015 | Williamsbridge-Olinville
2 | DOE | M097 | 525 East Houston St | M097; 525 East Houston St | Manhattan | Yes |  | 0 |  |  | 0 |  | Not collected |  |  |  |  | Not Solar Ready | No | 85300 | Fair | > 20 years | No | 2022 | 2022-07-07 | 10002 | 40.719 | -73.9759 | 103 | 1002 | 1004062 | 1003250025 | Lower East Side
12 | DOE | X111 | 3740 Baychester Ave | X111; 3740 Baychester Ave | Bronx | Yes |  | 0 |  |  | 0 |  | Not collected |  |  |  |  | Not Solar Ready | No | 85396 | Fair | > 20 years | No | 2022 | 2022-07-07 | 10466 | 40.8843 | -73.8403 | 212 | 484 | 2065992 | 2049160001 | Eastchester-Edenwald-Baychester
41 | DOE | K396 | 110 Chester St | K396; 110 Chester St | Brooklyn | Yes |  | 0 |  |  | 0 |  | Not collected |  |  |  |  | Not Solar Ready | No | 85800 | Fair | > 20 years | No | 2022 | 2022-07-07 | 11212 | 40.6689 | -73.9115 | 316 | 924 | 3081032 | 3035200008 | Brownsville
34 | DOE | K123 | 100 Irving Ave | K123; 100 Irving Ave | Brooklyn | Yes |  | 0 |  |  | 0 |  | Not collected |  |  |  |  | Not Solar Ready | No | 86000 | Good | 2 to 4 years | No | 2022 | 2022-07-07 | 11237 | 40.7038 | -73.9227 | 304 | 445 | 3072966 | 3032100001 | Bushwick North
41 | DOE | K268 | 133 East 53rd St | K268; 133 East 53rd St | Brooklyn | Yes |  | 0 |  |  | 0 |  | Not collected |  |  |  |  | Not Solar Ready | No | 86067 | Fair | > 20 years | No | 2022 | 2022-07-07 | 11203 | 40.6571 | -73.928 | 317 | 866 | 3100292 | 3046230028 | Rugby-Remsen Village
14 | DOE | X109 | 1771 Popham Ave | X109; 1771 Popham Ave | Bronx | Yes |  | 0 |  |  | 0 |  | Not collected |  |  |  |  | Not Solar Ready | No | 86324 | Poor | > 20 years | No | 2022 | 2022-07-07 | 10453 | 40.8514 | -73.9185 | 205 | 20502 | 2094549 | 2028770393 | University Heights-Morris Heights
35 | DOE | K270 | 241 Emerson Pl | K270; 241 Emerson Pl | Brooklyn | Yes |  | 0 |  |  | 0 |  | Not collected |  |  |  |  | Not Solar Ready | No | 86400 | Fair | > 20 years | No | 2022 | 2022-07-07 | 11205 | 40.6902 | -73.9615 | 302 | 193 | 3055378 | 3019330102 | Clinton Hill
31 | DOE | Q181 | 148-15 230 St | Q181; 148-15 230 St | Queens | Yes |  | 0 |  |  | 0 |  | Not collected |  |  |  |  | Not Solar Ready | No | 86480 | Between Fair and Poor | > 20 years | No | 2022 | 2022-07-07 | 11413 | 40.6561 | -73.7532 | 413 | 694 | 4291453 | 4137180001 | Springfield Gardens South-Brookville
8 | DOE | X027 | 519 St Anns Ave | X027; 519 St Anns Ave | Bronx | Yes |  | 0 |  |  | 0 |  | Not collected |  |  |  |  | Not Solar Ready | No | 86500 | Between Fair and Poor | > 20 years | No | 2022 | 2022-07-07 | 10455 | 40.8135 | -73.9134 | 201 | 43 | 2000114 | 2022740023 | Mott Haven-Port Morris
30 | DOE | Q068 | 59-09 Saint Felix Ave | Q068; 59-09 Saint Felix Ave | Queens | Yes |  | 0 |  |  | 0 |  | Not collected |  |  |  |  | Not Solar Ready | No | 86500 | Fair | > 20 years | No | 2022 | 2022-07-07 | 11385 | 40.6966 | -73.8974 | 405 | 557 | 4437837 | 4035790001 | Ridgewood
36 | DOE | K743 | 475 Nostrand Ave | K743; 475 Nostrand Ave | Brooklyn | Yes |  | 0 |  |  | 0 |  | Not collected |  |  |  |  | Not Solar Ready | No | 86575 | Poor | > 20 years | No | 2022 | 2022-07-07 | 11216 | 40.6812 | -73.9497 | 303 | 249 | 3053020 | 3018440001 | Bedford
33 | DOE | K038 | 450 Pacific St | K038; 450 Pacific St | Brooklyn | No |  | 0 |  |  | 0 |  | Not collected |  |  |  |  | Not Solar Ready | No | 87000 | Fair | 15 to 19 years | No | 2022 | 2022-07-07 | 11217 | 40.6853 | -73.9826 | 302 | 39 | 3001183 | 3001910001 | DUMBO-Vinegar Hill-Downtown Brooklyn-Boerum Hill
39 | DOE | K230 | 1 Albemarle Rd | K230; 1 Albemarle Rd | Brooklyn | Yes |  | 0 |  |  | 0 |  | Not collected |  |  |  |  | Not Solar Ready | No | 87440 | Fair | > 20 years | No | 2022 | 2022-07-07 | 11218 | 40.645 | -73.9808 | 312 | 498 | 3124109 | 3053230032 | Kensington-Ocean Parkway
23 | DOE | Q191 | 85-15 258 St | Q191; 85-15 258 St | Queens | No |  | 0 |  |  | 0 |  | Not collected |  |  |  |  | Not Solar Ready | No | 87600 | Poor | > 20 years | No | 2022 | 2022-07-07 | 11001 | 40.7343 | -73.7091 | 413 | 157903 | 4180083 | 4088010014 | Glen Oaks-Floral Park-New Hyde Park
23 | DOE | Q208 | 74-30 Commonwealth Blvd | Q208; 74-30 Commonwealth Blvd | Queens | Yes |  | 0 |  |  | 0 |  | Not collected |  |  |  |  | Not Solar Ready | No | 87600 | Fair | 10 to 14 years | No | 2022 | 2022-07-07 | 11426 | 40.7459 | -73.7275 | 413 | 1567 | 4529898 | 4078700070 | Bellerose
1 | DOE | M001 | 8 Henry St | M001; 8 Henry St | Manhattan | Yes |  | 0 |  |  | 0 |  | Not collected |  |  |  |  | Not Solar Ready | No | 87680 | Between Good and Fair | > 20 years | No | 2022 | 2022-07-07 | 10038 | 40.7128 | -73.9975 | 103 | 27 | 1003375 | 1002790040 | Chinatown
24 | DOE | Q201 | 65-11 155 St | Q201; 65-11 155 St | Queens | Yes |  | 0 |  |  | 0 |  | Not collected |  |  |  |  | Not Solar Ready | No | 87725 | Fair | > 20 years | No | 2022 | 2022-07-07 | 11367 | 40.7367 | -73.8133 | 408 | 122702 | 4146992 | 4067920100 | Pomonok-Flushing Heights-Hillcrest
39 | DOE | K179 | 202 Avenue C | K179; 202 Avenue C | Brooklyn | Yes |  | 0 |  |  | 0 |  | Not collected |  |  |  |  | Not Solar Ready | No | 87946 | Fair | > 20 years | No | 2022 | 2022-07-07 | 11218 | 40.6405 | -73.9776 | 312 | 488 | 3126001 | 3053710001 | Kensington-Ocean Parkway
27 | NYPD | Parking Garage | 150-02 Jamaica Ave | Parking Garage; 150-02 Jamaica Ave | Queens | Yes |  | 0 |  |  | 0 |  | Not collected |  |  |  |  | Not Solar Ready | No | 88000 | Poor | > 20 years | No | 2022 | 2022-07-07 | 11432 | 40.7022 | -73.8043 | 412 | 240 | 4215602 | 4100920001 | Jamaica
17 | DOE | X050 | 1550 Vyse Ave | X050; 1550 Vyse Ave | Bronx | Yes |  | 0 |  |  | 0 |  | Not collected |  |  |  |  | Not Solar Ready | No | 88800 | Between Good and Fair | 10 to 14 years | No | 2022 | 2022-07-07 | 10460 | 40.8342 | -73.8875 | 203 | 157 | 2010786 | 2029960010 | Crotona Park East
8 | DOE | M072 | 131 East 104 St | M072; 131 East 104 St | Manhattan | Yes |  | 0 |  |  | 0 |  | Not collected |  |  |  |  | Not Solar Ready | No | 88900 | Fair | > 20 years | No | 2022 | 2022-07-07 | 10029 | 40.7912 | -73.9478 | 111 | 166 | 1081340 | 1016320011 | East Harlem South
18 | DOE | X107 | 1695 Seward Ave | X107; 1695 Seward Ave | Bronx | Yes |  | 0 |  |  | 0 |  | Not collected |  |  |  |  | Not Solar Ready | No | 88925 | Fair | > 20 years | No | 2022 | 2022-07-07 | 10473 | 40.8185 | -73.8684 | 209 | 20 | 2021972 | 2035910050 | Soundview-Castle Hill-Clason Point-Harding Park
6 | DOE | M087 | 160 West 78 St | M087; 160 West 78 St | Manhattan | No |  | 0 |  |  | 0 |  | Not collected |  |  |  |  | Not Solar Ready | No | 89000 | Poor | > 20 years | No | 2022 | 2022-07-07 | 10024 | 40.782 | -73.9776 | 107 | 161 | 1030196 | 1011490007 | Upper West Side
36 | DOE | K305 | 344 Monroe St | K305; 344 Monroe St | Brooklyn | Yes |  | 0 |  |  | 0 |  | Not collected |  |  |  |  | Not Solar Ready | No | 89000 | Fair | > 20 years | No | 2022 | 2022-07-07 | 11216 | 40.6861 | -73.9452 | 303 | 265 | 3051458 | 3018190014 | Bedford
17 | DOE | X029 | 758 Courtlandt Ave | X029; 758 Courtlandt Ave | Bronx | Yes |  | 0 |  |  | 0 |  | Not collected |  |  |  |  | Not Solar Ready | No | 90000 | Poor | > 20 years | No | 2022 | 2022-07-07 | 10451 | 40.8215 | -73.9173 | 201 | 69 | 2001736 | 2024030001 | Melrose South-Mott Haven North
44 | DOE | K164 | 4211 14th Ave | K164; 4211 14th Ave | Brooklyn | Yes |  | 0 |  |  | 0 |  | Not collected |  |  |  |  | Not Solar Ready | No | 90000 | Between Fair and Poor | > 20 years | No | 2022 | 2022-07-07 | 11219 | 40.6375 | -73.986 | 312 | 232 | 3135976 | 3056000001 | Borough Park
8 | DHS | Help USA Support Employment Center | 111 Sunken Garden Loop, Ward's Island | Help USA Support Employment Center; 111 Sunken Garden Loop, Ward's Island | Manhattan | Yes |  | 0 |  |  | 0 |  | Not collected |  |  |  |  | Not Solar Ready | No | 90010 | Fair | 15 to 19 years | No | 2022 | 2022-07-07 | 10035 | 40.7864 | -73.9317 | 111 | 240 | 1088087 | 1018190010 | park-cemetery-etc-Manhattan
15 | DOE | X023 | 2151 Washington Ave | X023; 2151 Washington Ave | Bronx | Yes |  | 0 |  |  | 0 |  | Not collected |  |  |  |  | Not Solar Ready | No | 90031 | Fair | > 20 years | No | 2022 | 2022-07-07 | 10457 | 40.8529 | -73.8947 | 206 | 395 | 2090472 | 2030370079 | Claremont-Bathgate
24 | DOE | Q164 | 138-01 77 Ave | Q164; 138-01 77 Ave | Queens | No |  | 0 |  |  | 0 |  | Not collected |  |  |  |  | Not Solar Ready | No | 90060 | Between Fair and Poor | 15 to 19 years | No | 2022 | 2022-07-07 | 11367 | 40.7209 | -73.8234 | 408 | 77902 | 4142980 | 4066060002 | Kew Gardens Hills
2 | DOE | M061 | 610 East 12 St | M061; 610 East 12 St | Manhattan | Yes |  | 0 |  |  | 0 |  | Not collected |  |  |  |  | Not Solar Ready | No | 90080 | Fair | > 20 years | No | 2022 | 2022-07-07 | 10009 | 40.7279 | -73.9785 | 103 | 28 | 1079053 | 1003940012 | Lower East Side
9 | DOE | M194 | 244 West 144 St | M194; 244 West 144 St | Manhattan | Yes |  | 0 |  |  | 0 |  | Not collected |  |  |  |  | Not Solar Ready | No | 90080 | Fair | > 20 years | No | 2022 | 2022-07-07 | 10030 | 40.8214 | -73.9407 | 110 | 232 | 1060432 | 1020290011 | Central Harlem North-Polo Grounds
15 | DOE | X046 | 279 East 196 St | X046; 279 East 196 St | Bronx | Yes |  | 0 |  |  | 0 |  | Not collected |  |  |  |  | Not Solar Ready | No | 90087 | Between Fair and Poor | > 20 years | No | 2022 | 2022-07-07 | 10458 | 40.8668 | -73.8907 | 207 | 40501 | 2094729 | 2032950001 | Bedford Park-Fordham North
10 | DOE | M008 | 465 West 167 St | M008; 465 West 167 St | Manhattan | Yes |  | 0 |  |  | 0 |  | Not collected |  |  |  |  | Not Solar Ready | No | 90100 | Fair | > 20 years | No | 2022 | 2022-07-07 | 10032 | 40.839 | -73.9368 | 112 | 249 | 1081842 | 1021120001 | Washington Heights South
37 | DOE | K376 | 194 Harman St | K376; 194 Harman St | Brooklyn | Yes |  | 0 |  |  | 0 |  | Not collected |  |  |  |  | Not Solar Ready | No | 90100 | Poor | > 20 years | No | 2022 | 2022-07-07 | 11237 | 40.698 | -73.9207 | 304 | 431 | 3075072 | 3032870001 | Bushwick North
49 | DOT | St. George Ferry Termil | 1 Richmond Ter | St. George Ferry Termil; 1 Richmond Ter | Staten Island | Yes |  | 0 |  |  | 0 |  | Not collected |  |  |  |  | Not Solar Ready | No | 90200 | Between Good and Fair | 10 to 14 years | No | 2022 | 2022-07-07 | 10301 | 40.6437 | -74.0728 | 501 | 3 | 5799501 | 5270000501 | West New Brighton-New Brighton-St. George
4 | OCME | Chief Medical Examiners Building | 520 1st Ave | Chief Medical Examiners Building; 520 1st Ave | Manhattan | Yes |  | 0 |  |  | 0 |  | Not collected |  |  |  |  | Not Solar Ready | No | 90456 | Poor | > 20 years | No | 2022 | 2022-07-07 | 10016 | 40.7415 | -73.9752 | 106 | 62 | 1022053 | 1009620001 | Murray Hill-Kips Bay
32 | DOE | Q097 | 85-52 85 St | Q097; 85-52 85 St | Queens | Yes |  | 0 |  |  | 0 |  | Not collected |  |  |  |  | Not Solar Ready | No | 90665 | Fair | > 20 years | No | 2022 | 2022-07-07 | 11421 | 40.6945 | -73.8597 | 409 | 12 | 4181565 | 4088550020 | Woodhaven
8 | DOE | M146 | 421 East 106 St | M146; 421 East 106 St | Manhattan | Yes |  | 0 |  |  | 0 |  | Not collected |  |  |  |  | Not Solar Ready | No | 91000 | Poor | > 20 years | No | 2022 | 2022-07-07 | 10029 | 40.7893 | -73.9393 | 111 | 162 | 1052999 | 1017000001 | East Harlem South
34 | DOE | K274 | 800 Bushwick Ave | K274; 800 Bushwick Ave | Brooklyn | Yes |  | 0 |  |  | 0 |  | Not collected |  |  |  |  | Not Solar Ready | No | 91000 | Fair | 15 to 19 years | No | 2022 | 2022-07-07 | 11221 | 40.6949 | -73.9279 | 304 | 393 | 3073752 | 3032410037 | Bushwick South
15 | DOE | X054 | 2703 Webster Ave | X054; 2703 Webster Ave | Bronx | Yes |  | 0 |  |  | 0 |  | Not collected |  |  |  |  | Not Solar Ready | No | 91200 | Fair | > 20 years | No | 2022 | 2022-07-07 | 10458 | 40.8645 | -73.8878 | 207 | 40502 | 2113630 | 2032780014 | Bedford Park-Fordham North
48 | DOE | K255 | 1866 East 17th St | K255; 1866 East 17th St | Brooklyn | No |  | 0 |  |  | 0 |  | Not collected |  |  |  |  | Not Solar Ready | No | 91200 | Poor | > 20 years | No | 2022 | 2022-07-07 | 11229 | 40.6043 | -73.9555 | 315 | 558 | 3184034 | 3068210123 | Madison
24 | DOE | Q154 | 75-02 162 St | Q154; 75-02 162 St | Queens | Yes |  | 0 |  |  | 0 |  | Not collected |  |  |  |  | Not Solar Ready | No | 91260 | Between Good and Fair | 10 to 14 years | No | 2022 | 2022-07-07 | 11366 | 40.7268 | -73.8069 | 408 | 1257 | 4148003 | 4068340001 | Kew Gardens Hills
1 | DOE | M510 | 198 Forsyth St | M510; 198 Forsyth St | Manhattan | Yes |  | 0 |  |  | 0 |  | Not collected |  |  |  |  | Not Solar Ready | No | 91280 | Fair | > 20 years | No | 2022 | 2022-07-07 | 10002 | 40.7225 | -73.9907 | 103 | 3601 | 1005626 | 1004220072 | Chinatown
15 | DOE | X057 | 2111 Croto Ave | X057; 2111 Croto Ave | Bronx | Yes |  | 0 |  |  | 0 |  | Not collected |  |  |  |  | Not Solar Ready | No | 91280 | Fair | > 20 years | No | 2022 | 2022-07-07 | Unknown | Unknown | Unknown |  |  |  | Unknown | Unknown
8 | DOE | X065 | 677 East 141 St | X065; 677 East 141 St | Bronx | Yes |  | 0 |  |  | 0 |  | Not collected |  |  |  |  | Not Solar Ready | No | 91300 | Fair | > 20 years | No | 2022 | 2022-07-07 | 10454 | 40.8073 | -73.9127 | 201 | 33 | 2003834 | 2025710001 | Mott Haven-Port Morris
10 | DOE | M176 | 4862 Broadway | M176; 4862 Broadway | Manhattan | Yes |  | 0 |  |  | 0 |  | Not collected |  |  |  |  | Not Solar Ready | No | 91300 | Fair | > 20 years | No | 2022 | 2022-07-07 | 10034 | 40.8667 | -73.9239 | 112 | 291 | 1064900 | 1022340007 | Marble Hill-Inwood
19 | DOE | Q209 | 16-10 Utopia Pkwy | Q209; 16-10 Utopia Pkwy | Queens | No |  | 0 |  |  | 0 |  | Not collected |  |  |  |  | Not Solar Ready | No | 91325 | Fair | 10 to 14 years | No | 2022 | 2022-07-07 | 11357 | 40.7836 | -73.7947 | 407 | 1017 | 4128717 | 4057340001 | Ft. Totten-Bay Terrace-Clearview
45 | DOE | K193 | 2515 Avenue L | K193; 2515 Avenue L | Brooklyn | No |  | 0 |  |  | 0 |  | Not collected |  |  |  |  | Not Solar Ready | No | 91664 | Fair | > 20 years | No | 2022 | 2022-07-07 | 11210 | 40.6215 | -73.9505 | 314 | 754 | 3208461 | 3076250001 | Midwood
14 | DOE | X122 | 260 West Kingsbridge Rd | X122; 260 West Kingsbridge Rd | Bronx | Yes |  | 0 |  |  | 0 |  | Not collected |  |  |  |  | Not Solar Ready | No | 91715 | Fair | > 20 years | No | 2022 | 2022-07-07 | 10463 | 40.8729 | -73.9052 | 207 | 269 | 2096486 | 2032390041 | Kingsbridge Heights
30 | DSNY | Queens West 5 and 5A District Garages | 48-01 58th Rd | Queens West 5 and 5A District Garages; 48-01 58th Rd | Queens | No |  | 0 |  |  | 0 |  | Not collected |  |  |  |  | Not Solar Ready | No | 91868 | Poor | Unknown | No | 2022 | 2022-07-07 | 11378 | 40.7202 | -73.9228 | 405 | 219 | 4307983 | 4026000001 | Hunters Point-Sunnyside-West Maspeth
43 | DEP | Owl's Head WRRF - Sludge Processing Complex | 6700 Shore Rd | Owl's Head WRRF - Sludge Processing Complex; 6700 Shore Rd | Brooklyn | No |  | 0 |  |  | 0 |  | Not collected |  |  |  |  | Not Solar Ready | No | 91875 | Fair | > 20 years | No | 2022 | 2022-07-07 | 11220 | 40.6418 | -74.0341 | 310 | 34 | 3391506 | 3058350001 | Bay Ridge
28 | DOE | Q121 | 126-10 109 Ave | Q121; 126-10 109 Ave | Queens | Yes |  | 0 |  |  | 0 |  | Not collected |  |  |  |  | Not Solar Ready | No | 91919 | Fair | > 20 years | No | 2022 | 2022-07-07 | 11420 | 40.684 | -73.8158 | 410 | 170 | 4249769 | 4116070001 | South Ozone Park
6 | DOE | M075 | 735 West End Ave | M075; 735 West End Ave | Manhattan | No |  | 0 |  |  | 0 |  | Not collected |  |  |  |  | Not Solar Ready | No | 92000 | Between Good and Fair | 10 to 14 years | No | 2022 | 2022-07-07 | 10025 | 40.7952 | -73.9733 | 107 | 183 | 1034190 | 1012530065 | Upper West Side
22 | DOC | GMDC MODS 4,5,8,9,10,11,12,13 | Rikers Island | GMDC MODS 4,5,8,9,10,11,12,13; Rikers Island | Bronx | No |  | 0 |  |  | 0 |  | Not collected |  |  |  |  | Not Solar Ready | No | 92000 | Poor | > 20 years | No | 2022 | 2022-07-07 | 11370 | 40.7906 | -73.8819 | 401 | 1 | 2000000 | 2026050040 | Rikers Island
22 | DOE | Q017 | 28-37 29 St | Q017; 28-37 29 St | Queens | No |  | 0 |  |  | 0 |  | Not collected |  |  |  |  | Not Solar Ready | No | 92000 | Poor | > 20 years | No | 2022 | 2022-07-07 | 11102 | 40.769 | -73.9224 | 401 | 71 | 4007663 | 4005940001 | Old Astoria
36 | DOE | K243 | 1580 Dean St | K243; 1580 Dean St | Brooklyn | Yes |  | 0 |  |  | 0 |  | Not collected |  |  |  |  | Not Solar Ready | No | 92000 | Between Fair and Poor | > 20 years | No | 2022 | 2022-07-07 | 11213 | 40.6761 | -73.9357 | 308 | 309 | 3035761 | 3013470001 | Crown Heights North
17 | DOE | X972 | 1440 Story Ave | X972; 1440 Story Ave | Bronx | Yes |  | 0 |  |  | 0 |  | Not collected |  |  |  |  | Not Solar Ready | No | 92100 | Fair | 10 to 14 years | No | 2022 | 2022-07-07 | 10473 | 40.8211 | -73.8815 | 209 | 28 | 2022544 | 2036220016 | Soundview-Castle Hill-Clason Point-Harding Park
8 | DOE | X073 | 1020 Anderson Ave | X073; 1020 Anderson Ave | Bronx | Yes |  | 0 |  |  | 0 |  | Not collected |  |  |  |  | Not Solar Ready | No | 92400 | Fair | > 20 years | No | 2022 | 2022-07-07 | 10452 | 40.8327 | -73.9268 | 204 | 189 | 2003051 | 2025040082 | Highbridge
36 | DOE | K093 | 31 New York Ave | K093; 31 New York Ave | Brooklyn | Yes |  | 0 |  |  | 0 |  | Not collected |  |  |  |  | Not Solar Ready | No | 92400 | Fair | > 20 years | No | 2022 | 2022-07-07 | 11216 | 40.6791 | -73.9468 | 303 | 247 | 3053993 | 3018680007 | Crown Heights North
38 | DOE | K010 | 511 7th Ave | K010; 511 7th Ave | Brooklyn | No |  | 0 |  |  | 0 |  | Not collected |  |  |  |  | Not Solar Ready | No | 92400 | Fair | > 20 years | No | 2022 | 2022-07-07 | 11215 | 40.6611 | -73.9865 | 307 | 149 | 3016509 | 3008690001 | Park Slope-Gowanus
47 | DOE | K215 | 415 Avenue S | K215; 415 Avenue S | Brooklyn | No |  | 0 |  |  | 0 |  | Not collected |  |  |  |  | Not Solar Ready | No | 92400 | Fair | 10 to 14 years | No | 2022 | 2022-07-07 | 11223 | 40.6021 | -73.97 | 315 | 41401 | 3178584 | 3066810169 | Homecrest
47 | DOE | K216 | 350 Avenue X | K216; 350 Avenue X | Brooklyn | No |  | 0 |  |  | 0 |  | Not collected |  |  |  |  | Not Solar Ready | No | 92400 | Between Good and Fair | > 20 years | No | 2022 | 2022-07-07 | 11223 | 40.5906 | -73.97 | 315 | 37401 | 3195175 | 3071960001 | Gravesend
48 | DOE | K535 | 1830 Shore Blvd | K535; 1830 Shore Blvd | Brooklyn | No |  | 0 |  |  | 0 |  | Not collected |  |  |  |  | Not Solar Ready | No | 92400 | Between Good and Fair | > 20 years | No | 2022 | 2022-07-07 | 11235 | 40.5809 | -73.936 | 315 | 616 | 3326938 | 3087600060 | Sheepshead Bay-Gerritsen Beach-Manhattan Beach
17 | DOE | X061 | 1550 Croto Park East | X061; 1550 Croto Park East | Bronx | Yes |  | 0 |  |  | 0 |  | Not collected |  |  |  |  | Not Solar Ready | No | 92500 | Between Fair and Poor | > 20 years | No | 2022 | 2022-07-07 | Unknown | Unknown | Unknown |  |  |  | Unknown | Unknown
31 | DOE | Q197 | 825 Hicksville Rd | Q197; 825 Hicksville Rd | Queens | No |  | 0 |  |  | 0 |  | Not collected |  |  |  |  | Not Solar Ready | No | 92500 | Poor | > 20 years | No | 2022 | 2022-07-07 | 11691 | 40.6002 | -73.744 | 414 | 101002 | 4298856 | 4155970001 | Far Rockaway-Bayswater
19 | DOE | Q169 | 18-25 212 St | Q169; 18-25 212 St | Queens | No |  | 0 |  |  | 0 |  | Not collected |  |  |  |  | Not Solar Ready | No | 92575 | Poor | > 20 years | No | 2022 | 2022-07-07 | 11360 | 40.7823 | -73.7791 | 407 | 99704 | 4131147 | 4058650050 | Ft. Totten-Bay Terrace-Clearview
23 | DOE | Q186 | 252-12 72 Ave | Q186; 252-12 72 Ave | Queens | No |  | 0 |  |  | 0 |  | Not collected |  |  |  |  | Not Solar Ready | No | 92575 | Fair | > 20 years | No | 2022 | 2022-07-07 | 11426 | 40.75 | -73.7216 | 413 | 155102 | 4173640 | 4084010375 | Glen Oaks-Floral Park-New Hyde Park
49 | DOE | R031 | 55 Layton Ave | R031; 55 Layton Ave | Staten Island | Yes |  | 0 |  |  | 0 |  | Not collected |  |  |  |  | Not Solar Ready | No | 92600 | Fair | > 20 years | No | 2022 | 2022-07-07 | 10301 | 40.6416 | -74.0851 | 501 | 9 | 5001150 | 5000490182 | West New Brighton-New Brighton-St. George
31 | DOE | Q138 | 251-11 Weller Ave | Q138; 251-11 Weller Ave | Queens | Yes |  | 0 |  |  | 0 |  | Not collected |  |  |  |  | Not Solar Ready | No | 92639 | Fair | > 20 years | No | 2022 | 2022-07-07 | 11422 | 40.6597 | -73.7352 | 413 | 660 | 4288640 | 4135780001 | Rosedale
24 | DOE | Q117 | 85-15 143 St | Q117; 85-15 143 St | Queens | Yes |  | 0 |  |  | 0 |  | Not collected |  |  |  |  | Not Solar Ready | No | 93000 | Poor | 15 to 19 years | No | 2022 | 2022-07-07 | 11435 | 40.7095 | -73.8134 | 408 | 232 | 4208040 | 4097230150 | Briarwood-Jamaica Hills
34 | DOE | K019 | 325 South 3 St | K019; 325 South 3 St | Brooklyn | Yes |  | 0 |  |  | 0 |  | Not collected |  |  |  |  | Not Solar Ready | No | 93000 | Fair | > 20 years | No | 2022 | 2022-07-07 | 11211 | 40.7096 | -73.9547 | 301 | 527 | 3063188 | 3024230001 | North Side-South Side
8 | HRA | East Harlem Multi Service Center (owned) | 413 East 120th St | East Harlem Multi Service Center (owned); 413 East 120th St | Manhattan | Yes |  | 0 |  |  | 0 |  | Not collected |  |  |  |  | Not Solar Ready | No | 93441 | Poor | 15 to 19 years | No | 2022 | 2022-07-07 | 10035 | 40.7984 | -73.933 | 111 | 192 | 1054888 | 1018080008 | East Harlem North
14 | DOE | X279 | 2100 Walton Ave | X279; 2100 Walton Ave | Bronx | Yes |  | 0 |  |  | 0 |  | Not collected |  |  |  |  | Not Solar Ready | No | 93516 | Fair | > 20 years | No | 2022 | 2022-07-07 | 10453 | 40.8544 | -73.9056 | 205 | 241 | 2103867 | 2031780014 | Mount Hope
16 | DOE | X064 | 1425 Walton Ave | X064; 1425 Walton Ave | Bronx | Yes |  | 0 |  |  | 0 |  | Not collected |  |  |  |  | Not Solar Ready | No | 93581 | Fair | 10 to 14 years | No | 2022 | 2022-07-07 | 10452 | 40.8401 | -73.9156 | 204 | 223 | 2008098 | 2028430040 | West Concourse
35 | DOE | K161 | 330 Crown St | K161; 330 Crown St | Brooklyn | Yes |  | 0 |  |  | 0 |  | Not collected |  |  |  |  | Not Solar Ready | No | 93600 | Between Fair and Poor | > 20 years | No | 2022 | 2022-07-07 | 11225 | 40.6662 | -73.949 | 309 | 319 | 3034181 | 3012970026 | Crown Heights South
41 | DOE | K178 | 1784 Park Pl | K178; 1784 Park Pl | Brooklyn | Yes |  | 0 |  |  | 0 |  | Not collected |  |  |  |  | Not Solar Ready | No | 93600 | Under Construction | Under Construction | No | 2022 | 2022-07-07 | 11233 | 40.6717 | -73.9183 | 316 | 363 | 3039391 | 3014670027 | Ocean Hill
42 | DOE | K183 | 76 Riverdale Ave | K183; 76 Riverdale Ave | Brooklyn | Yes |  | 0 |  |  | 0 |  | Not collected |  |  |  |  | Not Solar Ready | No | 93600 | Fair | 10 to 14 years | No | 2022 | 2022-07-07 | 11212 | 40.6602 | -73.9139 | 316 | 896 | 3082253 | 3035970011 | Brownsville
48 | DOE | K100 | 2951 West 3 St | K100; 2951 West 3 St | Brooklyn | Yes |  | 0 |  |  | 0 |  | Not collected |  |  |  |  | Not Solar Ready | No | 93600 | Between Fair and Poor | > 20 years | No | 2022 | 2022-07-07 | 11224 | 40.5773 | -73.9713 | 313 | 35602 | 3196595 | 3072810001 | West Brighton
23 | DOE | Q133 | 248-05 86 Ave | Q133; 248-05 86 Ave | Queens | Yes |  | 0 |  |  | 0 |  | Not collected |  |  |  |  | Not Solar Ready | No | 93883 | Fair | > 20 years | No | 2022 | 2022-07-07 | 11426 | 40.7317 | -73.7179 | 413 | 157101 | 4175739 | 4086160001 | Bellerose
5 | DOE | M645 | 320 East 96 St | M645; 320 East 96 St | Manhattan | No |  | 0 |  |  | 0 |  | Not collected |  |  |  |  | Not Solar Ready | No | 94000 | Good | 5 to 9 years | No | 2022 | 2022-07-07 | 10128 | 40.7836 | -73.9456 | 108 | 15601 | 1050338 | 1015580034 | Yorkville
12 | DOE | X153 | 650 Baychester Ave | X153; 650 Baychester Ave | Bronx | No |  | 0 |  |  | 0 |  | Not collected |  |  |  |  | Not Solar Ready | No | 94000 | Between Fair and Poor | 15 to 19 years | No | 2022 | 2022-07-07 | 10475 | 40.8726 | -73.8337 | 210 | 46201 | 2097470 | 2051410150 | Co-op City
41 | DOE | K252 | 1084 Lenox Rd | K252; 1084 Lenox Rd | Brooklyn | Yes |  | 0 |  |  | 0 |  | Not collected |  |  |  |  | Not Solar Ready | No | 94000 | Between Fair and Poor | 15 to 19 years | No | 2022 | 2022-07-07 | 11212 | 40.6583 | -73.9201 | 317 | 886 | 3101840 | 3046690037 | Rugby-Remsen Village
7 | NYPD | Shop 9 | 675 West 158th St | Shop 9; 675 West 158th St | Manhattan | Yes |  | 0 |  |  | 0 |  | Not collected |  |  |  |  | Not Solar Ready | No | 94200 | Good | 5 to 9 years | No | 2022 | 2022-07-07 | 10032 | 40.8361 | -73.9479 | 112 | 247 |  | Unknown | Washington Heights South
42 | DOE | K184 | 273 Newport St | K184; 273 Newport St | Brooklyn | Yes |  | 0 |  |  | 0 |  | Not collected |  |  |  |  | Not Solar Ready | No | 94800 | Between Fair and Poor | > 20 years | No | 2022 | 2022-07-07 | 11212 | 40.66 | -73.9049 | 316 | 918 | 3082391 | 3036060001 | Brownsville
33 | DEP | BWSO Shaft Maintence/Kent Avenue Machine Shop | 356 Flushing Ave | BWSO Shaft Maintence/Kent Avenue Machine Shop; 356 Flushing Ave | Brooklyn | Yes |  | 0 |  |  | 0 |  | Not collected |  |  |  |  | Not Solar Ready | No | 94810 | Between Good and Fair | Unknown | No | 2022 | 2022-07-07 | 11205 | 40.6984 | -73.9607 | 303 | 1237 | 3054189 | 3018820001 | Bedford
23 | DOE | Q203 | 53-11 Springfield Blvd | Q203; 53-11 Springfield Blvd | Queens | Yes |  | 0 |  |  | 0 |  | Not collected |  |  |  |  | Not Solar Ready | No | 94880 | Fair | > 20 years | No | 2022 | 2022-07-07 | 11364 | 40.7542 | -73.7606 | 411 | 138501 | 4161005 | 4074820317 | Oakland Gardens
23 | DOE | Q221 | 57-40 Marathon Pkwy | Q221; 57-40 Marathon Pkwy | Queens | No |  | 0 |  |  | 0 |  | Not collected |  |  |  |  | Not Solar Ready | No | 94880 | Fair | > 20 years | No | 2022 | 2022-07-07 | 11362 | 40.7594 | -73.7313 | 411 | 152901 | 4171759 | 4082760620 | Douglas Manor-Douglaston-Little Neck
8 | DOE | M083 | 219 East 109 St | M083; 219 East 109 St | Manhattan | Yes |  | 0 |  |  | 0 |  | Not collected |  |  |  |  | Not Solar Ready | No | 94900 | Fair | 10 to 14 years | No | 2022 | 2022-07-07 | 10029 | 40.7932 | -73.9425 | 111 | 180 | 1052436 | 1016590012 | East Harlem North
8 | DOE | M096 | 216 East 120 St | M096; 216 East 120 St | Manhattan | Yes |  | 0 |  |  | 0 |  | Not collected |  |  |  |  | Not Solar Ready | No | 94900 | Fair | > 20 years | No | 2022 | 2022-07-07 | 10035 | 40.8003 | -73.9376 | 111 | 194 | 1074333 | 1017840012 | East Harlem North
22 | DOC | WF Detention Facility | Rikers Island | WF Detention Facility; Rikers Island | Bronx | No |  | 0 |  |  | 0 |  | Not collected |  |  |  |  | Not Solar Ready | No | 94914 | Poor | > 20 years | No | 2022 | 2022-07-07 | 11370 | 40.7906 | -73.8819 | 401 | 1 | 2000000 | 2026050040 | Rikers Island
32 | DOE | Q060 | 91-02 88 Ave | Q060; 91-02 88 Ave | Queens | No |  | 0 |  |  | 0 |  | Not collected |  |  |  |  | Not Solar Ready | No | 94917 | Poor | > 20 years | No | 2022 | 2022-07-07 | 11421 | 40.6922 | -73.8526 | 409 | 18 | 4184144 | 4089290058 | Woodhaven
8 | DOE | M171 | 19 East 103 St | M171; 19 East 103 St | Manhattan | No |  | 0 |  |  | 0 |  | Not collected |  |  |  |  | Not Solar Ready | No | 95000 | Good | 5 to 9 years | No | 2022 | 2022-07-07 | 10029 | 40.7921 | -73.952 | 111 | 168 | 1051497 | 1016090007 | East Harlem South
17 | DOE | X156 | 750 Concourse Village W | X156; 750 Concourse Village W | Bronx | No |  | 0 |  |  | 0 |  | Not collected |  |  |  |  | Not Solar Ready | No | 95000 | Between Fair and Poor | 10 to 14 years | No | 2022 | 2022-07-07 | 10451 | 40.8232 | -73.9233 | 204 | 61 | 2002454 | 2024430079 | East Concourse-Concourse Village
1 | DOE | M130 | 143 Baxter St | M130; 143 Baxter St | Manhattan | Yes |  | 0 |  |  | 0 |  | Not collected |  |  |  |  | Not Solar Ready | No | 95145 | Fair | > 20 years | No | 2022 | 2022-07-07 | 10013 | 40.7189 | -73.9984 | 102 | 41 | 1003086 | 1002360038 | SoHo-TriBeCa-Civic Center-Little Italy
21 | DOT | North Fleet Depot (Harper St. Yard Facility) | 32-11 Harper St | North Fleet Depot (Harper St. Yard Facility); 32-11 Harper St | Queens | No |  | 0 |  |  | 0 |  | Not collected |  |  |  |  | Not Solar Ready | No | 95761 | Unknown | Unknown | No | 2022 | 2022-07-07 | 11368 | 40.7638 | -73.8421 | 407 | 38301 | 4444576 | 4017900001 | park-cemetery-etc-Queens
31 | DOE | Q156 | 229-02 137 Ave | Q156; 229-02 137 Ave | Queens | Yes |  | 0 |  |  | 0 |  | Not collected |  |  |  |  | Not Solar Ready | No | 95971 | Between Fair and Poor | > 20 years | No | 2022 | 2022-07-07 | 11413 | 40.6731 | -73.7432 | 413 | 646 | 4283015 | 4131700012 | Laurelton
3 | DOE | M011 | 320 West 21 St | M011; 320 West 21 St | Manhattan | No |  | 0 |  |  | 0 |  | Not collected |  |  |  |  | Not Solar Ready | No | 96000 | Between Good and Fair | > 20 years | No | 2022 | 2022-07-07 | 10011 | 40.7443 | -74.0003 | 104 | 89 | 1013260 | 1007440024 | Hudson Yards-Chelsea-Flatiron-Union Square
36 | DOE | K059 | 211 Throop Ave | K059; 211 Throop Ave | Brooklyn | Yes |  | 0 |  |  | 0 |  | Not collected |  |  |  |  | Not Solar Ready | No | 96000 | Fair | > 20 years | No | 2022 | 2022-07-07 | 11206 | 40.6967 | -73.9437 | 303 | 28502 | 3048546 | 3017490001 | Stuyvesant Heights
38 | DOE | K015 | 71 Sullivan St | K015; 71 Sullivan St | Brooklyn | Yes |  | 0 |  |  | 0 |  | Not collected |  |  |  |  | Not Solar Ready | No | 96000 | Between Fair and Poor | > 20 years | No | 2022 | 2022-07-07 | 11231 | 40.6773 | -74.0116 | 306 | 53 | 3008585 | 3005660001 | Carroll Gardens-Columbia Street-Red Hook
41 | DOE | K219 | 1060 Clarkson Ave | K219; 1060 Clarkson Ave | Brooklyn | Yes |  | 0 |  |  | 0 |  | Not collected |  |  |  |  | Not Solar Ready | No | 96000 | Under Construction | Under Construction | No | 2022 | 2022-07-07 | 11212 | 40.6593 | -73.9229 | 317 | 886 | 3101168 | 3046480001 | Rugby-Remsen Village
42 | DOE | K233 | 9301 Avenue B | K233; 9301 Avenue B | Brooklyn | Yes |  | 0 |  |  | 0 |  | Not collected |  |  |  |  | Not Solar Ready | No | 96000 | Good | < 2 years | No | 2022 | 2022-07-07 | 11236 | 40.651 | -73.914 | 317 | 930 | 3104990 | 3047530001 | Rugby-Remsen Village
46 | DOE | K242 | 100-01 Flatlands Ave | K242; 100-01 Flatlands Ave | Brooklyn | Yes |  | 0 |  |  | 0 |  | Not collected |  |  |  |  | Not Solar Ready | No | 96000 | Between Fair and Poor | 15 to 19 years | No | 2022 | 2022-07-07 | 11236 | 40.6452 | -73.8982 | 318 | 974 | 3229773 | 3081880001 | Canarsie
47 | DOE | K188 | 3314 Neptune Ave | K188; 3314 Neptune Ave | Brooklyn | Yes |  | 0 |  |  | 0 |  | Not collected |  |  |  |  | Not Solar Ready | No | 96000 | Fair | > 20 years | No | 2022 | 2022-07-07 | 11224 | 40.5772 | -74.0002 | 313 | 328 | 3188726 | 3070060001 | Seagate-Coney Island
15 | DOE | X003 | 2100 Lafontaine Ave | X003; 2100 Lafontaine Ave | Bronx | Yes |  | 0 |  |  | 0 |  | Not collected |  |  |  |  | Not Solar Ready | No | 96080 | Fair | > 20 years | No | 2022 | 2022-07-07 | 10457 | 40.8499 | -73.8923 | 206 | 37504 | 2099356 | 2030620043 | East Tremont
13 | DOE | X083 | 950 Rhinelander Ave | X083; 950 Rhinelander Ave | Bronx | Yes |  | 0 |  |  | 0 |  | Not collected |  |  |  |  | Not Solar Ready | No | 96100 | Fair | 10 to 14 years | No | 2022 | 2022-07-07 | 10462 | 40.8494 | -73.8592 | 211 | 244 | 2045344 | 2041250001 | Van Nest-Morris Park-Westchester Square
27 | DOE | Q147 | 218-01 116 Ave | Q147; 218-01 116 Ave | Queens | Yes |  | 0 |  |  | 0 |  | Not collected |  |  |  |  | Not Solar Ready | No | 96100 | Poor | > 20 years | No | 2022 | 2022-07-07 | 11411 | 40.6973 | -73.7409 | 413 | 598 | 4243743 | 4113000001 | Cambria Heights
50 | DOE | R030 | 200 Wardwell Ave | R030; 200 Wardwell Ave | Staten Island | No |  | 0 |  |  | 0 |  | Not collected |  |  |  |  | Not Solar Ready | No | 96100 | Under Construction | Under Construction | No | 2022 | 2022-07-07 | 10314 | 40.6184 | -74.1326 | 501 | 201 | 5113069 | 5004230009 | Westerleigh
32 | DOE | Q090 | 86-50 109 St | Q090; 86-50 109 St | Queens | Yes |  | 0 |  |  | 0 |  | Not collected |  |  |  |  | Not Solar Ready | No | 96125 | Fair | > 20 years | No | 2022 | 2022-07-07 | 11418 | 40.697 | -73.8392 | 409 | 128 | 4192167 | 4092040028 | Richmond Hill
32 | DOE | Q146 | 98-01 159 Ave | Q146; 98-01 159 Ave | Queens | No |  | 0 |  |  | 0 |  | Not collected |  |  |  |  | Not Solar Ready | No | 96405 | Fair | 10 to 14 years | No | 2022 | 2022-07-07 | 11414 | 40.6599 | -73.8351 | 410 | 884 | 4295163 | 4141680016 | Lindenwood-Howard Beach
16 | DHS | Franklin Women's Shelter | 1122 Franklin Ave | Franklin Women's Shelter; 1122 Franklin Ave | Bronx | Yes |  | 0 |  |  | 0 |  | Not collected |  |  |  |  | Not Solar Ready | No | 97000 | Unknown | Unknown | No | 2022 | 2022-07-07 | 10456 | 40.8284 | -73.9056 | 203 | 185 | 2004260 | 2026130001 | Morrisania-Melrose
37 | DOE | K798 | 696 Jamaica Ave | K798; 696 Jamaica Ave | Brooklyn | Yes |  | 0 |  |  | 0 |  | Not collected |  |  |  |  | Not Solar Ready | No | 97000 | Fair | 10 to 14 years | No | 2022 | 2022-07-07 | 11208 | 40.6871 | -73.8785 | 305 | 117601 | 3397004 | 3041020019 | Cypress Hills-City Line
43 | DOE | K104 | 9115 5 Ave | K104; 9115 5 Ave | Brooklyn | No |  | 0 |  |  | 0 |  | Not collected |  |  |  |  | Not Solar Ready | No | 97000 | Good | > 20 years | No | 2022 | 2022-07-07 | 11209 | 40.6184 | -74.0288 | 310 | 160 | 3154775 | 3060880001 | Bay Ridge
49 | DOE | R044 | 80 Maple Pkwy | R044; 80 Maple Pkwy | Staten Island | Yes |  | 0 |  |  | 0 |  | Not collected |  |  |  |  | Not Solar Ready | No | 97000 | Between Good and Fair | 2 to 4 years | No | 2022 | 2022-07-07 | 10303 | 40.6318 | -74.1564 | 501 | 231 | 5027641 | 5012180001 | Mariner's Harbor-Arlington-Port Ivory-Graniteville
27 | DOE | Q134 | 203-02 109th Ave | Q134; 203-02 109th Ave | Queens | Yes |  | 0 |  |  | 0 |  | Not collected |  |  |  |  | Not Solar Ready | No | 97200 | Fair | 10 to 14 years | No | 2022 | 2022-07-07 | 11412 | 40.708 | -73.7553 | 412 | 508 | 4440330 | 4109060001 | Hollis
34 | DOE | K299 | 88 Woodbine St | K299; 88 Woodbine St | Brooklyn | Yes |  | 0 |  |  | 0 |  | Not collected |  |  |  |  | Not Solar Ready | No | 97200 | Fair | > 20 years | No | 2022 | 2022-07-07 | 11221 | 40.6911 | -73.9182 | 304 | 399 | 3076734 | 3033580001 | Bushwick South
41 | DOE | K012 | 430 Howard Ave | K012; 430 Howard Ave | Brooklyn | Yes |  | 0 |  |  | 0 |  | Not collected |  |  |  |  | Not Solar Ready | No | 97200 | Fair | > 20 years | No | 2022 | 2022-07-07 | 11233 | 40.6731 | -73.9196 | 316 | 363 | 3039174 | 3014570032 | Ocean Hill
3 | DOE | M041 | 116 West 11 St | M041; 116 West 11 St | Manhattan | No |  | 0 |  |  | 0 |  | Not collected |  |  |  |  | Not Solar Ready | No | 97300 | Fair | > 20 years | No | 2022 | 2022-07-07 | 10011 | 40.7357 | -73.999 | 102 | 71 | 1010543 | 1006060049 | West Village
10 | DOE | M132 | 185 Wadsworth Ave | M132; 185 Wadsworth Ave | Manhattan | Yes |  | 0 |  |  | 0 |  | Not collected |  |  |  |  | Not Solar Ready | No | 97300 | Fair | > 20 years | No | 2022 | 2022-07-07 | 10033 | 40.8506 | -73.9344 | 112 | 271 | 1063947 | 1021650026 | Washington Heights North
13 | DOE | X105 | 725 Brady Ave | X105; 725 Brady Ave | Bronx | Yes |  | 0 |  |  | 0 |  | Not collected |  |  |  |  | Not Solar Ready | No | 97505 | Fair | > 20 years | No | 2022 | 2022-07-07 | 10462 | 40.8524 | -73.8666 | 211 | 22404 | 2048794 | 2042880001 | Pelham Parkway
1 | DSNY | Administrative Offices | 44 Beaver St | Administrative Offices; 44 Beaver St | Manhattan | No |  | 0 |  |  | 0 |  | Not collected |  |  |  |  | Not Solar Ready | No | 97596 | Poor | Unknown | No | 2022 | 2022-07-07 | 10004 | 40.7051 | -74.0108 | 101 | 9 | 1000850 | 1000290073 | Battery Park City-Lower Manhattan
34 | DHS | Barbara Kleinman Residence | 269 Skillman Ave | Barbara Kleinman Residence; 269 Skillman Ave | Brooklyn | Yes |  | 0 |  |  | 0 |  | Not collected |  |  |  |  | Not Solar Ready | No | 97780 | Fair | 10 to 14 years | No | 2022 | 2022-07-07 | 11211 | 40.7165 | -73.9399 | 301 | 449 | 3338306 | 3028850001 | East Williamsburg
15 | DOE | X032 | 690 East 183 St | X032; 690 East 183 St | Bronx | Yes |  | 0 |  |  | 0 |  | Not collected |  |  |  |  | Not Solar Ready | No | 97908 | Fair | 10 to 14 years | No | 2022 | 2022-07-07 | 10458 | 40.8521 | -73.8859 | 206 | 391 | 2012409 | 2030850001 | Belmont
25 | DOE | Q148 | 89-02 32 Ave | Q148; 89-02 32 Ave | Queens | Yes |  | 0 |  |  | 0 |  | Not collected |  |  |  |  | Not Solar Ready | No | 98000 | Poor | 15 to 19 years | No | 2022 | 2022-07-07 | 11369 | 40.7584 | -73.8791 | 403 | 339 | 4034841 | 4014190001 | Jackson Heights
37 | DOE | K073 | 251 Mac Dougal St | K073; 251 Mac Dougal St | Brooklyn | Yes |  | 0 |  |  | 0 |  | Not collected |  |  |  |  | Not Solar Ready | No | 98000 | Good | 2 to 4 years | No | 2022 | 2022-07-07 | 11233 | 40.6803 | -73.9106 | 316 | 369 | 3041561 | 3015280001 | Ocean Hill
15 | DOE | X118 | 577 East 179 St | X118; 577 East 179 St | Bronx | Yes |  | 0 |  |  | 0 |  | Not collected |  |  |  |  | Not Solar Ready | No | 98236 | Fair | > 20 years | No | 2022 | 2022-07-07 | 10457 | 40.8483 | -73.8931 | 206 | 37504 | 2011995 | 2030690001 | East Tremont
31 | DOE | Q253 | 1307 Central Ave | Q253; 1307 Central Ave | Queens | No |  | 0 |  |  | 0 |  | Not collected |  |  |  |  | Not Solar Ready | No | 98366 | Between Good and Fair | 10 to 14 years | No | 2022 | 2022-07-07 | 11691 | 40.6073 | -73.7494 | 414 | 103202 | 4297972 | 4155410001 | Far Rockaway-Bayswater
0 | DEP | Water Supply Facility 1 | Kingston | Water Supply Facility 1; Kingston | Upstate | No |  | 0 |  |  | 0 |  | Not collected |  |  |  |  | Not Solar Ready | No | 98400 | Good | 10 to 14 years | No | 2022 | 2022-07-07 | Unknown | Unknown | Unknown |  |  |  | Unknown | Unknown
17 | DOE | X157 | 757 Cauldwell Ave | X157; 757 Cauldwell Ave | Bronx | Yes |  | 0 |  |  | 0 |  | Not collected |  |  |  |  | Not Solar Ready | No | 98400 | Poor | > 20 years | No | 2022 | 2022-07-07 | 10456 | 40.8193 | -73.9086 | 201 | 75 | 2004464 | 2026250001 | Melrose South-Mott Haven North
36 | DOE | K262 | 500 Macon St | K262; 500 Macon St | Brooklyn | Yes |  | 0 |  |  | 0 |  | Not collected |  |  |  |  | Not Solar Ready | No | 98400 | Between Good and Fair | > 20 years | No | 2022 | 2022-07-07 | 11233 | 40.6832 | -73.9308 | 303 | 297 | 3046876 | 3016710019 | Crown Heights North
16 | DOE | X146 | 968 Cauldwell Ave | X146; 968 Cauldwell Ave | Bronx | Yes |  | 0 |  |  | 0 |  | Not collected |  |  |  |  | Not Solar Ready | No | 98525 | Fair | > 20 years | No | 2022 | 2022-07-07 | 10456 | 40.825 | -73.9061 | 203 | 185 | 2004498 | 2026320027 | Morrisania-Melrose
48 | CUNY | College Center | 1824 Oriental Blvd | College Center; 1824 Oriental Blvd | Brooklyn | No |  | 0 |  |  | 0 |  | Not collected |  |  |  |  | Not Solar Ready | No | 98604 | Poor | Unknown | No | 2022 | 2022-07-07 | 11235 | 40.5784 | -73.9368 | 315 | 616 | 3347727 | 3087600060 | Sheepshead Bay-Gerritsen Beach-Manhattan Beach
1 | DCAS | City Planning Building | 22 Reade St | City Planning Building; 22 Reade St | Manhattan | No |  | 0 |  |  | 0 |  | Not collected |  |  |  |  | Not Solar Ready | No | 99000 | Poor | 15 to 19 years | No | 2022 | 2022-07-07 | 10007 | 40.7142 | -74.0049 | 101 | 31 | 1078613 | 1001540023 | SoHo-TriBeCa-Civic Center-Little Italy
15 | DOE | X085 | 2400 Marion Ave | X085; 2400 Marion Ave | Bronx | Yes |  | 0 |  |  | 0 |  | Not collected |  |  |  |  | Not Solar Ready | No | 99000 | Poor | > 20 years | No | 2022 | 2022-07-07 | 10458 | 40.8588 | -73.8952 | 205 | 38302 | 2011054 | 2030240021 | Fordham South
16 | DCAS | Bronx Housing Court | 1118 Grand Concourse | Bronx Housing Court; 1118 Grand Concourse | Bronx | Yes |  | 0 |  |  | 0 |  | Not collected |  |  |  |  | Not Solar Ready | No | 99000 | Poor | 15 to 19 years | No | 2022 | 2022-07-07 | 10456 | 40.8322 | -73.9197 | 204 | 18102 | 2101266 | 2024620039 | East Concourse-Concourse Village
32 | DOE | Q232 | 153-23 83 St | Q232; 153-23 83 St | Queens | No |  | 0 |  |  | 0 |  | Not collected |  |  |  |  | Not Solar Ready | No | 99102 | Fair | > 20 years | No | 2022 | 2022-07-07 | 11414 | 40.6659 | -73.8512 | 410 | 6202 | 4247454 | 4114450001 | Lindenwood-Howard Beach
17 | DOE | X392 | 928 Simpson St | X392; 928 Simpson St | Bronx | Yes |  | 0 |  |  | 0 |  | Not collected |  |  |  |  | Not Solar Ready | No | 99121 | Good | 10 to 14 years | No | 2022 | 2022-07-07 | 10459 | 40.8206 | -73.8931 | 202 | 89 | 2116211 | 2027230033 | Hunts Point
1 | DCAS | 125 Walker St | 125 Walker St | 125 Walker St; 125 Walker St | Manhattan | Yes |  | 0 |  |  | 0 |  | Not collected |  |  |  |  | Not Solar Ready | No | 99270 | Unknown | Unknown | No | 2022 | 2022-07-07 | 10013 | 40.7175 | -73.9998 | 101 | 29 | 1084583 | 1001980126 | Chinatown
1 | DOE | M140 | 123 Ridge St | M140; 123 Ridge St | Manhattan | Yes |  | 0 |  |  | 0 |  | Not collected |  |  |  |  | Not Solar Ready | No | 99481 | Fair | > 20 years | No | 2022 | 2022-07-07 | 10002 | 40.7193 | -73.9831 | 103 | 2201 | 1004091 | 1003440001 | Lower East Side
35 | DOE | K011 | 419 Waverly Ave | K011; 419 Waverly Ave | Brooklyn | No |  | 0 |  |  | 0 |  | Not collected |  |  |  |  | Not Solar Ready | No | 99600 | Fair | > 20 years | No | 2022 | 2022-07-07 | 11238 | 40.6855 | -73.9663 | 302 | 199 | 3332865 | 3019620010 | Clinton Hill
37 | DOE | K106 | 1328 Putm Ave | K106; 1328 Putm Ave | Brooklyn | Yes |  | 0 |  |  | 0 |  | Not collected |  |  |  |  | Not Solar Ready | No | 99600 | Between Fair and Poor | > 20 years | No | 2022 | 2022-07-07 | Unknown | Unknown | Unknown |  |  |  | Unknown | Unknown
9 | DOE | M180 | 370 West 120 St | M180; 370 West 120 St | Manhattan | Yes |  | 0 |  |  | 0 |  | Not collected |  |  |  |  | Not Solar Ready | No | 99680 | Fair | > 20 years | No | 2022 | 2022-07-07 | 10027 | 40.8078 | -73.9556 | 110 | 257 | 1059111 | 1019460001 | Central Harlem South
1 | DOE | M184 | 327 Cherry St | M184; 327 Cherry St | Manhattan | Yes |  | 0 |  |  | 0 |  | Not collected |  |  |  |  | Not Solar Ready | No | 99700 | Fair | > 20 years | No | 2022 | 2022-07-07 | 10002 | 40.7115 | -73.9865 | 103 | 201 | 1003143 | 1002450007 | Lower East Side
17 | DOE | X006 | 1000 East Tremont Ave | X006; 1000 East Tremont Ave | Bronx | Yes |  | 0 |  |  | 0 |  | Not collected |  |  |  |  | Not Solar Ready | No | 99828 | Fair | > 20 years | No | 2022 | 2022-07-07 | 10460 | 40.8408 | -73.8817 | 206 | 359 | 2010892 | 2030050010 | East Tremont
1 | NYPD | Manhattan South rcotics Unit | 36 South St | Manhattan South rcotics Unit; 36 South St | Manhattan | Yes |  | 0 |  |  | 0 |  | Not collected |  |  |  |  | Not Solar Ready | No | 100000 | Poor | 10 to 14 years | No | 2022 | 2022-07-07 | 10004 | 40.703 | -74.0083 | 101 | 9 | 1079601 | 1002410013 | Battery Park City-Lower Manhattan
23 | DOE | Q135 | 207-11 89 Ave | Q135; 207-11 89 Ave | Queens | Yes |  | 0 |  |  | 0 |  | Not collected |  |  |  |  | Not Solar Ready | No | 100000 | Poor | > 20 years | No | 2022 | 2022-07-07 | 11427 | 40.7202 | -73.7574 | 413 | 492 | 4225816 | 4105820016 | Jamaica Estates-Holliswood
35 | DOE | K056 | 170 Gates Ave | K056; 170 Gates Ave | Brooklyn | Yes |  | 0 |  |  | 0 |  | Not collected |  |  |  |  | Not Solar Ready | No | 100800 | Poor | > 20 years | No | 2022 | 2022-07-07 | 11238 | 40.685 | -73.9607 | 302 | 231 | 3056874 | 3019830010 | Clinton Hill
8 | DOE | X030 | 510 East 141 St | X030; 510 East 141 St | Bronx | Yes |  | 0 |  |  | 0 |  | Not collected |  |  |  |  | Not Solar Ready | No | 100900 | Between Good and Fair | 10 to 14 years | No | 2022 | 2022-07-07 | 10454 | 40.8094 | -73.9176 | 201 | 39 | 2000077 | 2022670015 | Mott Haven-Port Morris
28 | DOE | Q080 | 171-05 137 Ave | Q080; 171-05 137 Ave | Queens | Yes |  | 0 |  |  | 0 |  | Not collected |  |  |  |  | Not Solar Ready | No | 100900 | Between Good and Fair | > 20 years | No | 2022 | 2022-07-07 | 11434 | 40.6728 | -73.7693 | 412 | 33402 | 4270056 | 4124950166 | Springfield Gardens North
43 | DOE | K229 | 1400 Benson Ave | K229; 1400 Benson Ave | Brooklyn | Yes |  | 0 |  |  | 0 |  | Not collected |  |  |  |  | Not Solar Ready | No | 101000 | Fair | 10 to 14 years | No | 2022 | 2022-07-07 | 11228 | 40.611 | -74.0134 | 311 | 170 | 3167212 | 3063910024 | Bath Beach
30 | NYPD | Building Maintence/Quartermaster | 59-06 Laurel Hill Blvd | Building Maintence/Quartermaster; 59-06 Laurel Hill Blvd | Queens | No |  | 0 |  |  | 0 |  | Not collected |  |  |  |  | Not Solar Ready | No | 101600 | Good | 10 to 14 years | No | 2022 | 2022-07-07 | 11377 | 40.7368 | -73.9064 | 402 | 243 | 4054168 | 4023440030 | Elmhurst-Maspeth
33 | DOE | K031 | 75 Meserole Ave | K031; 75 Meserole Ave | Brooklyn | No |  | 0 |  |  | 0 |  | Not collected |  |  |  |  | Not Solar Ready | No | 102000 | Fair | 10 to 14 years | No | 2022 | 2022-07-07 | 11222 | 40.7266 | -73.9543 | 301 | 561 | 3065299 | 3025950001 | Greenpoint
34 | DOE | K250 | 108 Montrose Ave | K250; 108 Montrose Ave | Brooklyn | No |  | 0 |  |  | 0 |  | Not collected |  |  |  |  | Not Solar Ready | No | 102000 | Fair | > 20 years | No | 2022 | 2022-07-07 | 11206 | 40.7071 | -73.9455 | 301 | 505 | 3071199 | 3030600001 | East Williamsburg
36 | DOE | K021 | 180 Chauncey St | K021; 180 Chauncey St | Brooklyn | Yes |  | 0 |  |  | 0 |  | Not collected |  |  |  |  | Not Solar Ready | No | 102000 | Between Good and Fair | 5 to 9 years | No | 2022 | 2022-07-07 | 11233 | 40.6807 | -73.9266 | 303 | 381 | 3047914 | 3016920017 | Crown Heights North
37 | DOE | K158 | 400 Ashford St | K158; 400 Ashford St | Brooklyn | Yes |  | 0 |  |  | 0 |  | Not collected |  |  |  |  | Not Solar Ready | No | 102000 | Fair | > 20 years | No | 2022 | 2022-07-07 | 11207 | 40.6726 | -73.8848 | 305 | 1150 | 3089176 | 3040150001 | East New York
7 | DOE | M506 | 140 West 102nd St | M506; 140 West 102nd St | Manhattan | Yes |  | 0 |  |  | 0 |  | Not collected |  |  |  |  | Not Solar Ready | No | 102100 | Between Fair and Poor | > 20 years | No | 2022 | 2022-07-07 | 10025 | 40.7976 | -73.9668 | 107 | 189 | 1055911 | 1018550009 | Upper West Side
9 | DOE | M129 | 425 West 130 St | M129; 425 West 130 St | Manhattan | No |  | 0 |  |  | 0 |  | Not collected |  |  |  |  | Not Solar Ready | No | 102125 | Fair | 10 to 14 years | No | 2022 | 2022-07-07 | 10027 | 40.8146 | -73.9519 | 109 | 21703 | 1059407 | 1019570010 | Manhattanville
38 | DOE | K845 | 330 18 St | K845; 330 18 St | Brooklyn | Yes |  | 0 |  |  | 0 |  | Not collected |  |  |  |  | Not Solar Ready | No | 102125 | Fair | > 20 years | No | 2022 | 2022-07-07 | 11215 | 40.661 | -73.9883 | 307 | 147 | 3331274 | 3008800001 | Sunset Park West
8 | DOE | M007 | 160 East 120 St | M007; 160 East 120 St | Manhattan | Yes |  | 0 |  |  | 0 |  | Not collected |  |  |  |  | Not Solar Ready | No | 102200 | Fair | > 20 years | No | 2022 | 2022-07-07 | 10035 | 40.801 | -73.9393 | 111 | 196 | 1083501 | 1017680021 | East Harlem North
7 | DHS | Regent Hotel Shelter | 2720 Broadway | Regent Hotel Shelter; 2720 Broadway | Manhattan | No |  | 0 |  |  | 0 |  | Not collected |  |  |  |  | Not Solar Ready | No | 102275 | Poor | > 20 years | No | 2022 | 2022-07-07 | 10025 | 40.7997 | -73.9678 | 107 | 191 | 1056586 | 1018760020 | Upper West Side
39 | DOE | K321 | 180 7th Ave | K321; 180 7th Ave | Brooklyn | No |  | 0 |  |  | 0 |  | Not collected |  |  |  |  | Not Solar Ready | No | 103109 | Between Fair and Poor | > 20 years | No | 2022 | 2022-07-07 | 11215 | 40.6715 | -73.9778 | 306 | 155 | 3337516 | 3009710028 | Park Slope-Gowanus
9 | DOE | M207 | 41 West 117 St | M207; 41 West 117 St | Manhattan | Yes |  | 0 |  |  | 0 |  | Not collected |  |  |  |  | Not Solar Ready | No | 103200 | Fair | > 20 years | No | 2022 | 2022-07-07 | 10026 | 40.8021 | -73.9478 | 110 | 190 | 1051434 | 1016010001 | Central Harlem South
39 | DOE | K131 | 4305 Ft Hamilton Pkwy | K131; 4305 Ft Hamilton Pkwy | Brooklyn | Yes |  | 0 |  |  | 0 |  | Not collected |  |  |  |  | Not Solar Ready | No | 103200 | Under Construction | Under Construction | No | 2022 | 2022-07-07 | 11219 | 40.6412 | -73.9935 | 312 | 224 | 3136085 | 3056030001 | Borough Park
48 | DOE | K286 | 2525 Haring St | K286; 2525 Haring St | Brooklyn | No |  | 0 |  |  | 0 |  | Not collected |  |  |  |  | Not Solar Ready | No | 103200 | Fair | > 20 years | No | 2022 | 2022-07-07 | 11235 | 40.5911 | -73.9391 | 315 | 596 | 3204767 | 3074470001 | Sheepshead Bay-Gerritsen Beach-Manhattan Beach
8 | DOE | X005 | 564 Jackson Ave | X005; 564 Jackson Ave | Bronx | Yes |  | 0 |  |  | 0 |  | Not collected |  |  |  |  | Not Solar Ready | No | 103280 | Fair | > 20 years | No | 2022 | 2022-07-07 | 10455 | 40.8137 | -73.9089 | 201 | 73 | 2004548 | 2026420001 | Melrose South-Mott Haven North
28 | DOE | Q161 | 101-33 124th St | Q161; 101-33 124th St | Queens | Yes |  | 0 |  |  | 0 |  | Not collected |  |  |  |  | Not Solar Ready | No | 103280 | Between Good and Fair | > 20 years | No | 2022 | 2022-07-07 | 11419 | 40.6908 | -73.8217 | 409 | 156 | 4200748 | 4094910001 | Richmond Hill
23 | DOE | Q026 | 195-02 69 Ave | Q026; 195-02 69 Ave | Queens | Yes |  | 0 |  |  | 0 |  | Not collected |  |  |  |  | Not Solar Ready | No | 103300 | Fair | > 20 years | No | 2022 | 2022-07-07 | 11365 | 40.7369 | -73.778 | 408 | 1347 | 4153296 | 4071170421 | Fresh Meadows-Utopia
31 | DOE | Q105 | 420 Beach 51 St | Q105; 420 Beach 51 St | Queens | Yes |  | 0 |  |  | 0 |  | Not collected |  |  |  |  | Not Solar Ready | No | 103325 | Fair | > 20 years | No | 2022 | 2022-07-07 | 11691 | 40.5958 | -73.7819 | 414 | 97203 | 4302397 | 4159740003 | Hammels-Arverne-Edgemere
36 | DOE | K148 | 185 Ellery St | K148; 185 Ellery St | Brooklyn | Yes |  | 0 |  |  | 0 |  | Not collected |  |  |  |  | Not Solar Ready | No | 104400 | Fair | > 20 years | No | 2022 | 2022-07-07 | 11206 | 40.6989 | -73.945 | 303 | 257 | 3048352 | 3017260014 | Bedford
39 | DOE | K282 | 180 6th Ave | K282; 180 6th Ave | Brooklyn | Yes |  | 0 |  |  | 0 |  | Not collected |  |  |  |  | Not Solar Ready | No | 104400 | Fair | > 20 years | No | 2022 | 2022-07-07 | 11217 | 40.6763 | -73.9774 | 306 | 131 | 3019597 | 3009500024 | Park Slope-Gowanus
1 | DOE | M134 | 293 East Broadway | M134; 293 East Broadway | Manhattan | Yes |  | 0 |  |  | 0 |  | Not collected |  |  |  |  | Not Solar Ready | No | 104460 | Between Good and Fair | 10 to 14 years | No | 2022 | 2022-07-07 | 10002 | 40.7146 | -73.9837 | 103 | 202 | 1003736 | 1002880015 | Lower East Side
8 | DOE | M155 | 319 East 117 St | M155; 319 East 117 St | Manhattan | Yes |  | 0 |  |  | 0 |  | Not collected |  |  |  |  | Not Solar Ready | No | 104500 | Fair | > 20 years | No | 2022 | 2022-07-07 | 10035 | 40.7973 | -73.9364 | 111 | 188 | 1052986 | 1016890005 | East Harlem North
26 | DOE | Q111 | 37-15 13 St | Q111; 37-15 13 St | Queens | No |  | 0 |  |  | 0 |  | Not collected |  |  |  |  | Not Solar Ready | No | 104500 | Fair | > 20 years | No | 2022 | 2022-07-07 | 11101 | 40.7588 | -73.9394 | 401 | 43 | 4004419 | 4003630001 | Queensbridge-Ravenswood-Long Island City
26 | DOE | Q150 | 40-01 43 Ave | Q150; 40-01 43 Ave | Queens | Yes |  | 0 |  |  | 0 |  | Not collected |  |  |  |  | Not Solar Ready | No | 104500 | Between Fair and Poor | > 20 years | No | 2022 | 2022-07-07 | 11104 | 40.7455 | -73.9238 | 402 | 18101 | 4002387 | 4001850001 | Hunters Point-Sunnyside-West Maspeth
6 | DOE | M084 | 32 West 92 St | M084; 32 West 92 St | Manhattan | No |  | 0 |  |  | 0 |  | Not collected |  |  |  |  | Not Solar Ready | No | 104525 | Fair | 10 to 14 years | No | 2022 | 2022-07-07 | 10025 | 40.7895 | -73.9676 | 107 | 177 | 1081042 | 1012050006 | Upper West Side
8 | DOE | X161 | 620 Tinton Ave | X161; 620 Tinton Ave | Bronx | Yes |  | 0 |  |  | 0 |  | Not collected |  |  |  |  | Not Solar Ready | No | 104525 | Between Fair and Poor | 10 to 14 years | No | 2022 | 2022-07-07 | 10455 | 40.8148 | -73.9056 | 201 | 79 | 2004773 | 2026640029 | Melrose South-Mott Haven North
49 | DOE | R018 | 221 Broadway | R018; 221 Broadway | Staten Island | Yes |  | 0 |  |  | 0 |  | Not collected |  |  |  |  | Not Solar Ready | No | 104525 | Fair | > 20 years | No | 2022 | 2022-07-07 | 10310 | 40.6366 | -74.1175 | 501 | 105 | 5004877 | 5001760010 | New Brighton-Silver Lake
32 | DOE | Q207 | 159-15 88 St | Q207; 159-15 88 St | Queens | No |  | 0 |  |  | 0 |  | Not collected |  |  |  |  | Not Solar Ready | No | 105050 | Fair | > 20 years | No | 2022 | 2022-07-07 | 11414 | 40.6581 | -73.8444 | 410 | 892 | 4293311 | 4140090060 | Lindenwood-Howard Beach
9 | DOE | M113 | 240 West 113 St | M113; 240 West 113 St | Manhattan | Yes |  | 0 |  |  | 0 |  | Not collected |  |  |  |  | Not Solar Ready | No | 105100 | Fair | > 20 years | No | 2022 | 2022-07-07 | 10026 | 40.8017 | -73.9549 | 110 | 216 | 1055111 | 1018280015 | Central Harlem South
27 | DOE | Q268 | 92-07 175 St | Q268; 92-07 175 St | Queens | Yes |  | 0 |  |  | 0 |  | Not collected |  |  |  |  | Not Solar Ready | No | 105600 | Fair | 10 to 14 years | No | 2022 | 2022-07-07 | 11433 | 40.7075 | -73.7856 | 412 | 444 | 4217573 | 4102150001 | Jamaica
44 | DOE | K238 | 1633 East 8 St | K238; 1633 East 8 St | Brooklyn | No |  | 0 |  |  | 0 |  | Not collected |  |  |  |  | Not Solar Ready | No | 105600 | Fair | > 20 years | No | 2022 | 2022-07-07 | 11223 | 40.6089 | -73.9651 | 315 | 420 | 3176229 | 3066400013 | Homecrest
9 | DOE | M076 | 220 West 121 St | M076; 220 West 121 St | Manhattan | Yes |  | 0 |  |  | 0 |  | Not collected |  |  |  |  | Not Solar Ready | No | 105680 | Fair | > 20 years | No | 2022 | 2022-07-07 | 10027 | 40.8068 | -73.9511 | 110 | 220 | 1058470 | 1019260017 | Central Harlem South
6 | DOE | M199 | 270 West 70 St | M199; 270 West 70 St | Manhattan | No |  | 0 |  |  | 0 |  | Not collected |  |  |  |  | Not Solar Ready | No | 105700 | Between Good and Fair | 10 to 14 years | No | 2022 | 2022-07-07 | 10023 | 40.7781 | -73.9844 | 107 | 155 | 1030351 | 1011580040 | Lincoln Square
48 | CUNY | Arts and Sciences Center | 2120 Oriental Blvd | Arts and Sciences Center; 2120 Oriental Blvd | Brooklyn | No |  | 0 |  |  | 0 |  | Not collected |  |  |  |  | Not Solar Ready | No | 105724 | Between Fair and Poor | Unknown | No | 2022 | 2022-07-07 | 11235 | 40.5781 | -73.9327 | 315 | 616 | 3326934 | 3087600060 | Sheepshead Bay-Gerritsen Beach-Manhattan Beach
1 | DOE | M126 | 80 Catherine St | M126; 80 Catherine St | Manhattan | Yes |  | 0 |  |  | 0 |  | Not collected |  |  |  |  | Not Solar Ready | No | 105725 | Poor | > 20 years | No | 2022 | 2022-07-07 | 10038 | 40.7107 | -73.9966 | 103 | 25 | 1083357 | 1001110160 | Chinatown
6 | DOE | M009 | 100 West 84 St | M009; 100 West 84 St | Manhattan | No |  | 0 |  |  | 0 |  | Not collected |  |  |  |  | Not Solar Ready | No | 105725 | Fair | > 20 years | No | 2022 | 2022-07-07 | 10024 | 40.7853 | -73.9734 | 107 | 169 | 1032119 | 1012140029 | Upper West Side
8 | DOE | M108 | 1615 Madison Ave | M108; 1615 Madison Ave | Manhattan | Yes |  | 0 |  |  | 0 |  | Not collected |  |  |  |  | Not Solar Ready | No | 105725 | Fair | > 20 years | No | 2022 | 2022-07-07 | 10029 | 40.7951 | -73.9484 | 111 | 17401 | 1051584 | 1016140021 | East Harlem South
8 | DOE | X154 | 333 East 135 St | X154; 333 East 135 St | Bronx | Yes |  | 0 |  |  | 0 |  | Not collected |  |  |  |  | Not Solar Ready | No | 105725 | Poor | > 20 years | No | 2022 | 2022-07-07 | 10454 | 40.808 | -73.9262 | 201 | 23 | 2097030 | 2022980001 | Mott Haven-Port Morris
27 | DOE | Q037 | 179-37 137 Ave | Q037; 179-37 137 Ave | Queens | Yes |  | 0 |  |  | 0 |  | Not collected |  |  |  |  | Not Solar Ready | No | 105725 | Fair | > 20 years | No | 2022 | 2022-07-07 | 11434 | 40.6759 | -73.7585 | 412 | 352 | 4279864 | 4129930118 | St. Albans
34 | DOE | K257 | 60 Cook St | K257; 60 Cook St | Brooklyn | No |  | 0 |  |  | 0 |  | Not collected |  |  |  |  | Not Solar Ready | No | 106800 | Fair | > 20 years | No | 2022 | 2022-07-07 | 11206 | 40.7024 | -73.9418 | 301 | 491 | 3071571 | 3031140011 | East Williamsburg
36 | DOE | K256 | 114 Kosciusko St | K256; 114 Kosciusko St | Brooklyn | Yes |  | 0 |  |  | 0 |  | Not collected |  |  |  |  | Not Solar Ready | No | 106800 | Between Good and Fair | > 20 years | No | 2022 | 2022-07-07 | 11216 | 40.6907 | -73.9504 | 303 | 253 | 3049769 | 3017840020 | Bedford
41 | DOE | K175 | 226 Bristol St | K175; 226 Bristol St | Brooklyn | Yes |  | 0 |  |  | 0 |  | Not collected |  |  |  |  | Not Solar Ready | No | 106800 | Fair | > 20 years | No | 2022 | 2022-07-07 | 11212 | 40.6659 | -73.9117 | 316 | 924 | 3081419 | 3035410001 | Brownsville
34 | DOE | K865 | 797 Bushwick Ave | K865; 797 Bushwick Ave | Brooklyn | Yes |  | 0 |  |  | 0 |  | Not collected |  |  |  |  | Not Solar Ready | No | 106925 | Between Good and Fair | > 20 years | No | 2022 | 2022-07-07 | 11221 | 40.6951 | -73.9281 | 304 | 393 | 3073761 | 3032420001 | Bushwick South
26 | DOE | Q570 | 35-12 35th Ave | Q570; 35-12 35th Ave | Queens | Yes |  | 0 |  |  | 0 |  | Not collected |  |  |  |  | Not Solar Ready | No | 107000 | Between Good and Fair | 10 to 14 years | Existing Green Roof | 2022 | 2022-07-07 | 11106 | 40.7565 | -73.9251 | 401 | 57 | 4009594 | 4006390016 | Astoria
34 | DOE | K196 | 207 Bushwick Ave | K196; 207 Bushwick Ave | Brooklyn | Yes |  | 0 |  |  | 0 |  | Not collected |  |  |  |  | Not Solar Ready | No | 107000 | Between Fair and Poor | > 20 years | No | 2022 | 2022-07-07 | 11206 | 40.7087 | -73.94 | 301 | 485 | 3071024 | 3030460001 | Bushwick South
14 | DOE | X082 | 1700 Macombs Rd | X082; 1700 Macombs Rd | Bronx | Yes |  | 0 |  |  | 0 |  | Not collected |  |  |  |  | Not Solar Ready | No | 107125 | Fair | 10 to 14 years | No | 2022 | 2022-07-07 | 10453 | 40.8495 | -73.9161 | 205 | 21502 | 2008460 | 2028660070 | University Heights-Morris Heights
51 | DOE | R058 | 77 Marsh Ave | R058; 77 Marsh Ave | Staten Island | No |  | 0 |  |  | 0 |  | Not collected |  |  |  |  | Not Solar Ready | No | 107125 | Fair | 10 to 14 years | No | 2022 | 2022-07-07 | 10314 | 40.5831 | -74.1619 | 502 | 27702 | 5145698 | 5024500305 | Todt Hill-Emerson Hill-Heartland Village-Lighthouse Hill
10 | DOE | M098 | 512 West 212 St | M098; 512 West 212 St | Manhattan | Yes |  | 0 |  |  | 0 |  | Not collected |  |  |  |  | Not Solar Ready | No | 107134 | Fair | > 20 years | No | 2022 | 2022-07-07 | 10034 | 40.8678 | -73.9171 | 112 | 303 | 1064871 | 1022290012 | Marble Hill-Inwood
35 | DCLA | BAM Peter Jay Sharp Theater (Opera House) | 30 Lafayette Ave | BAM Peter Jay Sharp Theater (Opera House); 30 Lafayette Ave | Brooklyn | No |  | 0 |  |  | 0 |  | Not collected |  |  |  |  | Not Solar Ready | No | 107229 | Between Good and Fair | 10 to 14 years | No | 2022 | 2022-07-07 | 11217 | 40.6869 | -73.9777 | 302 | 35 | 3059185 | 3021110015 | Fort Greene
33 | DCAS | Construction Shops | 390 Kent Ave | Construction Shops; 390 Kent Ave | Brooklyn | No |  | 0 |  |  | 0 |  | Not collected |  |  |  |  | Not Solar Ready | No | 107450 | Fair | > 20 years | No | 2022 | 2022-07-07 | 11249 | 40.7112 | -73.9683 | 301 | 549 | 3063635 | 3024670001 | North Side-South Side
28 | DOE | Q062 | 97-25 108 St | Q062; 97-25 108 St | Queens | Yes |  | 0 |  |  | 0 |  | Not collected |  |  |  |  | Not Solar Ready | No | 107464 | Fair | > 20 years | No | 2022 | 2022-07-07 | 11419 | 40.6887 | -73.8362 | 409 | 110 | 4197909 | 4094100001 | Richmond Hill
9 | DOE | M046 | 2987 Frederick Douglass Blvd | M046; 2987 Frederick Douglass Blvd | Manhattan | Yes |  | 0 |  |  | 0 |  | Not collected |  |  |  |  | Not Solar Ready | No | 107538 | Poor | > 20 years | No | 2022 | 2022-07-07 | 10039 | 40.8307 | -73.9361 | 110 | 24302 | 1082090 | 1021060050 | Central Harlem North-Polo Grounds
33 | DOE | K261 | 314 Pacific St | K261; 314 Pacific St | Brooklyn | No |  | 0 |  |  | 0 |  | Not collected |  |  |  |  | Not Solar Ready | No | 107628 | Poor | > 20 years | No | 2022 | 2022-07-07 | 11201 | 40.6875 | -73.9883 | 302 | 43 | 3001070 | 3001880014 | DUMBO-Vinegar Hill-Downtown Brooklyn-Boerum Hill
41 | DOE | K189 | 1100 East New York Ave | K189; 1100 East New York Ave | Brooklyn | Yes |  | 0 |  |  | 0 |  | Not collected |  |  |  |  | Not Solar Ready | No | 107749 | Fair | > 20 years | No | 2022 | 2022-07-07 | 11212 | 40.6656 | -73.9262 | 317 | 892 | 3099537 | 3045990001 | Brownsville
23 | CUNY | Kurt Schmeller Library | 222-05 56th Ave | Kurt Schmeller Library; 222-05 56th Ave | Queens | Yes |  | 0 |  |  | 0 |  | Not collected |  |  |  |  | Not Solar Ready | No | 107884 | Between Fair and Poor | Unknown | No | 2022 | 2022-07-07 | 11364 | 40.7535 | -73.758 | 411 | 138501 | 4439440 | 4074900002 | Oakland Gardens
8 | DOE | X040 | 468 East 140 St | X040; 468 East 140 St | Bronx | Yes |  | 0 |  |  | 0 |  | Not collected |  |  |  |  | Not Solar Ready | No | 108000 | Fair | > 20 years | No | 2022 | 2022-07-07 | 10454 | 40.8095 | -73.9199 | 201 | 39 | 2000308 | 2022840034 | Mott Haven-Port Morris
40 | DOE | K139 | 330 Rugby Rd | K139; 330 Rugby Rd | Brooklyn | Yes |  | 0 |  |  | 0 |  | Not collected |  |  |  |  | Not Solar Ready | No | 108000 | Between Good and Fair | 10 to 14 years | No | 2022 | 2022-07-07 | 11226 | 40.6419 | -73.9655 | 314 | 1522 | 3328235 | 3051440064 | Flatbush
42 | DOE | K328 | 330 Alabama Ave | K328; 330 Alabama Ave | Brooklyn | Yes |  | 0 |  |  | 0 |  | Not collected |  |  |  |  | Not Solar Ready | No | 108000 | Fair | > 20 years | No | 2022 | 2022-07-07 | 11207 | 40.6682 | -73.8978 | 305 | 1134 | 3084283 | 3037680001 | East New York (Pennsylvania Ave)
44 | DOE | K177 | 346 Avenue P | K177; 346 Avenue P | Brooklyn | No |  | 0 |  |  | 0 |  | Not collected |  |  |  |  | Not Solar Ready | No | 108000 | Between Good and Fair | 10 to 14 years | No | 2022 | 2022-07-07 | 11204 | 40.6086 | -73.9748 | 311 | 424 | 3175834 | 3066310001 | Bensonhurst East
3 | DOE | M111 | 440 West 53 St | M111; 440 West 53 St | Manhattan | Yes |  | 0 |  |  | 0 |  | Not collected |  |  |  |  | Not Solar Ready | No | 108080 | Poor | > 20 years | No | 2022 | 2022-07-07 | 10019 | 40.7659 | -73.9888 | 104 | 133 | 1026740 | 1010620003 | Clinton
50 | DOE | R060 | 55 Merrill Ave | R060; 55 Merrill Ave | Staten Island | No |  | 0 |  |  | 0 |  | Not collected |  |  |  |  | Not Solar Ready | No | 108125 | Poor | > 20 years | No | 2022 | 2022-07-07 | 10314 | 40.6101 | -74.1622 | 502 | 29104 | 5031151 | 5015800044 | New Springville-Bloomfield-Travis
3 | DOE | M051 | 520 W. 44 St | M051; 520 W. 44 St | Manhattan | No |  | 0 |  |  | 0 |  | Not collected |  |  |  |  | Not Solar Ready | No | 108597 | Poor | Unknown | No | 2022 | 2022-07-07 | 10036 | 40.7614 | -73.9958 | 104 | 129 | 1026931 | 1010720045 | Clinton
6 | DSNY | West 59th Street MTS | 12th Ave at West 59th St | West 59th Street MTS; 12th Ave at West 59th St | Manhattan | No |  | 0 |  |  | 0 |  | Not collected |  |  |  |  | Not Solar Ready | No | 109000 | Unknown | Unknown | No | 2022 | 2022-07-07 | Unknown | Unknown | Unknown |  |  |  | Unknown | Unknown
36 | DOE | K081 | 990 Dekalb Ave | K081; 990 Dekalb Ave | Brooklyn | Yes |  | 0 |  |  | 0 |  | Not collected |  |  |  |  | Not Solar Ready | No | 109000 | Fair | 15 to 19 years | No | 2022 | 2022-07-07 | 11221 | 40.6932 | -73.9358 | 303 | 289 | 3043248 | 3016020019 | Stuyvesant Heights
17 | DOE | X152 | 1007 Evergreen Ave | X152; 1007 Evergreen Ave | Bronx | Yes |  | 0 |  |  | 0 |  | Not collected |  |  |  |  | Not Solar Ready | No | 109200 | Fair | > 20 years | No | 2022 | 2022-07-07 | 10472 | 40.8241 | -73.88 | 209 | 52 | 2023336 | 2037110001 | Soundview-Bruckner
36 | DOE | K304 | 280 Hart St | K304; 280 Hart St | Brooklyn | Yes |  | 0 |  |  | 0 |  | Not collected |  |  |  |  | Not Solar Ready | No | 109200 | Under Construction | Under Construction | No | 2022 | 2022-07-07 | 11206 | 40.6941 | -73.9407 | 303 | 281 | 3049420 | 3017730014 | Stuyvesant Heights
12 | DOE | X078 | 1400 Needham Ave | X078; 1400 Needham Ave | Bronx | Yes |  | 0 |  |  | 0 |  | Not collected |  |  |  |  | Not Solar Ready | No | 109280 | Fair | > 20 years | No | 2022 | 2022-07-07 | 10469 | 40.8786 | -73.8512 | 212 | 386 | 2060191 | 2047190001 | Eastchester-Edenwald-Baychester
1 | DOE | M002 | 122 Henry St | M002; 122 Henry St | Manhattan | Yes |  | 0 |  |  | 0 |  | Not collected |  |  |  |  | Not Solar Ready | No | 109300 | Fair | > 20 years | No | 2022 | 2022-07-07 | 10002 | 40.7133 | -73.9913 | 103 | 6 | 1003248 | 1002730001 | Lower East Side
8 | DOE | M057 | 176 East 115 St | M057; 176 East 115 St | Manhattan | Yes |  | 0 |  |  | 0 |  | Not collected |  |  |  |  | Not Solar Ready | No | 109300 | Fair | > 20 years | No | 2022 | 2022-07-07 | 10029 | 40.7976 | -73.9413 | 111 | 182 | 1083184 | 1016400139 | East Harlem North
5 | DOE | M198 | 1700 3rd Ave | M198; 1700 3rd Ave | Manhattan | No |  | 0 |  |  | 0 |  | Not collected |  |  |  |  | Not Solar Ready | No | 109325 | Between Fair and Poor | > 20 years | No | 2022 | 2022-07-07 | 10128 | 40.7848 | -73.9496 | 108 | 15801 | 1048492 | 1015240023 | Upper East Side-Carnegie Hill
22 | DOE | Q122 | 21-21 Ditmars Blvd | Q122; 21-21 Ditmars Blvd | Queens | No |  | 0 |  |  | 0 |  | Not collected |  |  |  |  | Not Solar Ready | No | 109500 | Poor | 10 to 14 years | No | 2022 | 2022-07-07 | 11105 | 40.7803 | -73.9167 | 401 | 103 | 4019633 | 4008800001 | Steinway
39 | DHS | Park Slope Armory Shelter | 1402 8th Ave | Park Slope Armory Shelter; 1402 8th Ave | Brooklyn | No |  | 0 |  |  | 0 |  | Not collected |  |  |  |  | Not Solar Ready | No | 109556 | Fair | > 20 years | No | 2022 | 2022-07-07 | 11215 | 40.6626 | -73.9818 | 306 | 149 | 3026581 | 3011020012 | Park Slope-Gowanus
30 | DOT | Maspeth Central Shops | 58-50 57th Rd | Maspeth Central Shops; 58-50 57th Rd | Queens | No |  | 0 |  |  | 0 |  | Not collected |  |  |  |  | Not Solar Ready | No | 109800 | Between Fair and Poor | Unknown | No | 2022 | 2022-07-07 | 11378 | 40.7224 | -73.91 | 405 | 531 | 4059838 | 4026750015 | Maspeth
3 | FIT | SUNY Fashion Institute of Technology (FIT) | 227 West 27th St | SUNY Fashion Institute of Technology (FIT); 227 West 27th St | Manhattan | No |  | 0 |  |  | 0 |  | Not collected |  |  |  |  | Not Solar Ready | No | 110000 | Unknown | Unknown | No | 2022 | 2022-07-07 | 10001 | 40.7471 | -73.995 | 105 | 95 | 1014251 | 1007770018 | Midtown-Midtown South
8 | DEP | Wards Island WRRF - Dewatering | 7 Wards Island | Wards Island WRRF - Dewatering; 7 Wards Island | Manhattan | Yes |  | 0 |  |  | 0 |  | Not collected |  |  |  |  | Not Solar Ready | No | 110000 | Poor | > 20 years | No | 2022 | 2022-07-07 | 10035 | 40.7928 | -73.9228 | 111 | 240 | 1000000 | 1018190015 | park-cemetery-etc-Manhattan
20 | DPR | FMCP Aquatic Center | 131-00 Avery Ave | FMCP Aquatic Center; 131-00 Avery Ave | Queens | No |  | 0 |  |  | 0 |  | Not collected |  |  |  |  | Not Solar Ready | No | 110000 | Fair | 5 to 9 years | No | 2022 | 2022-07-07 | 11355 | 40.7521 | -73.8356 | 407 | 849 |  | Unknown | Flushing
47 | DOE | K205 | 6701 20 Ave | K205; 6701 20 Ave | Brooklyn | Yes |  | 0 |  |  | 0 |  | Not collected |  |  |  |  | Not Solar Ready | No | 110000 | Under Construction | Under Construction | No | 2022 | 2022-07-07 | 11204 | 40.6153 | -73.9871 | 311 | 256 | 3134749 | 3055710001 | Bensonhurst West
38 | DOE | K024 | 435 38 St | K024; 435 38 St | Brooklyn | Yes |  | 0 |  |  | 0 |  | Not collected |  |  |  |  | Not Solar Ready | No | 110400 | Between Good and Fair | > 20 years | No | 2022 | 2022-07-07 | 11232 | 40.6526 | -74.0046 | 307 | 84 | 3346119 | 3007010001 | Sunset Park West
38 | DOE | K027 | 27 Huntington St | K027; 27 Huntington St | Brooklyn | No |  | 0 |  |  | 0 |  | Not collected |  |  |  |  | Not Solar Ready | No | 110400 | Fair | > 20 years | No | 2022 | 2022-07-07 | 11231 | 40.6776 | -74.0052 | 306 | 59 | 3008342 | 3005250001 | Carroll Gardens-Columbia Street-Red Hook
38 | DOE | K069 | 6302 9th Ave | K069; 6302 9th Ave | Brooklyn | Yes |  | 0 |  |  | 0 |  | Not collected |  |  |  |  | Not Solar Ready | No | 110400 | Between Good and Fair | > 20 years | No | 2022 | 2022-07-07 | 11220 | 40.6324 | -74.0092 | 310 | 120 | 3387646 | 3057350032 | Sunset Park East
43 | DOE | K176 | 1225 69th St | K176; 1225 69th St | Brooklyn | Yes |  | 0 |  |  | 0 |  | Not collected |  |  |  |  | Not Solar Ready | No | 110400 | Fair | 10 to 14 years | No | 2022 | 2022-07-07 | 11219 | 40.6246 | -74.0054 | 310 | 196 | 3143190 | 3057740001 | Dyker Heights
51 | DOE | R032 | 32 Elverton Ave | R032; 32 Elverton Ave | Staten Island | No |  | 0 |  |  | 0 |  | Not collected |  |  |  |  | Not Solar Ready | No | 110400 | Poor | > 20 years | No | 2022 | 2022-07-07 | 10308 | 40.5579 | -74.1554 | 503 | 14608 | 5070651 | 5054440012 | Great Kills
31 | DOE | Q195 | 253-50 149 Ave | Q195; 253-50 149 Ave | Queens | Yes |  | 0 |  |  | 0 |  | Not collected |  |  |  |  | Not Solar Ready | No | 110417 | Fair | > 20 years | No | 2022 | 2022-07-07 | 11422 | 40.653 | -73.7364 | 413 | 664 | 4290116 | 4136550001 | Rosedale
37 | DOE | K007 | 858 Jamaica Ave | K007; 858 Jamaica Ave | Brooklyn | Yes |  | 0 |  |  | 0 |  | Not collected |  |  |  |  | Not Solar Ready | No | 110515 | Poor | > 20 years | No | 2022 | 2022-07-07 | 11208 | 40.6897 | -73.8731 | 305 | 118201 | 3090998 | 3041060039 | Cypress Hills-City Line
49 | DOE | R016 | 80 Monroe Ave | R016; 80 Monroe Ave | Staten Island | Yes |  | 0 |  |  | 0 |  | Not collected |  |  |  |  | Not Solar Ready | No | 110600 | Fair | > 20 years | No | 2022 | 2022-07-07 | 10301 | 40.6397 | -74.0791 | 501 | 11 | 5000291 | 5000180015 | West New Brighton-New Brighton-St. George
38 | DSNY | Hamilton Avenue Marine Transfer Station | 500 Hamilton Ave | Hamilton Avenue Marine Transfer Station; 500 Hamilton Ave | Brooklyn | No |  | 0 |  |  | 0 |  | Not collected |  |  |  |  | Not Solar Ready | No | 110946 | Between Fair and Poor | Unknown | No | 2022 | 2022-07-07 | 11232 | 40.669 | -73.9968 | 307 | 18 | 3336714 | 3006250002 | Sunset Park West
27 | DOE | Q095 | 179-01 90 Ave | Q095; 179-01 90 Ave | Queens | Yes |  | 0 |  |  | 0 |  | Not collected |  |  |  |  | Not Solar Ready | No | 111310 | Between Fair and Poor | > 20 years | No | 2022 | 2022-07-07 | 11432 | 40.7106 | -73.7834 | 412 | 468 | 4446042 | 4099140001 | Jamaica
1 | DOE | M124 | 40 Division St | M124; 40 Division St | Manhattan | Yes |  | 0 |  |  | 0 |  | Not collected |  |  |  |  | Not Solar Ready | No | 111725 | Fair | > 20 years | No | 2022 | 2022-07-07 | 10002 | 40.7142 | -73.9951 | 103 | 16 | 1075787 | 1002890001 | Chinatown
20 | DOE | Q120 | 58-01 136th St | Q120; 58-01 136th St | Queens | Yes |  | 0 |  |  | 0 |  | Not collected |  |  |  |  | Not Solar Ready | No | 111725 | Fair | > 20 years | No | 2022 | 2022-07-07 | 11355 | 40.7455 | -73.8293 | 407 | 80301 | 4139491 | 4063730001 | Queensboro Hill
21 | DOE | Q127 | 98-01 25th Ave | Q127; 98-01 25th Ave | Queens | Yes |  | 0 |  |  | 0 |  | Not collected |  |  |  |  | Not Solar Ready | No | 111725 | Fair | 10 to 14 years | No | 2022 | 2022-07-07 | 11369 | 40.7646 | -73.8716 | 403 | 357 | 4024487 | 4011090016 | East Elmhurst
10 | DOE | M048 | 4360 Broadway | M048; 4360 Broadway | Manhattan | Yes |  | 0 |  |  | 0 |  | Not collected |  |  |  |  | Not Solar Ready | No | 111793 | Fair | > 20 years | No | 2022 | 2022-07-07 | 10033 | 40.8535 | -73.934 | 112 | 271 | 1076752 | 1021670029 | Washington Heights North
25 | DOE | Q457 | 48-01 90th St | Q457; 48-01 90th St | Queens | No |  | 0 |  |  | 0 |  | Not collected |  |  |  |  | Not Solar Ready | No | 111836 | Between Good and Fair | 10 to 14 years | No | 2022 | 2022-07-07 | 11373 | 40.7411 | -73.8747 | 404 | 461 | 4045629 | 4018490001 | Elmhurst
10 | DOE | M152 | 93 gle Ave | M152; 93 gle Ave | Manhattan | Yes |  | 0 |  |  | 0 |  | Not collected |  |  |  |  | Not Solar Ready | No | 112058 | Fair | 10 to 14 years | No | 2022 | 2022-07-07 | Unknown | Unknown | Unknown |  |  |  | Unknown | Unknown
14 | CUNY | Colston Hall | 2020 Sedgwick Ave | Colston Hall; 2020 Sedgwick Ave | Bronx | No |  | 0 |  |  | 0 |  | Not collected |  |  |  |  | Not Solar Ready | No | 112416 | Poor | Unknown | No | 2022 | 2022-07-07 | 10453 | 40.8582 | -73.9158 | 205 | 249 | 2100240 | 2032220062 | University Heights-Morris Heights
21 | DOE | Q143 | 34-74 113 St | Q143; 34-74 113 St | Queens | Yes |  | 0 |  |  | 0 |  | Not collected |  |  |  |  | Not Solar Ready | No | 112719 | Fair | > 20 years | No | 2022 | 2022-07-07 | 11368 | 40.7555 | -73.8552 | 403 | 381 | 4043827 | 4017560025 | North Corona
33 | DOE | K656 | 500 Pacific St | K656; 500 Pacific St | Brooklyn | No |  | 0 |  |  | 0 |  | Not collected |  |  |  |  | Not Solar Ready | No | 112800 | Fair | > 20 years | No | 2022 | 2022-07-07 | 11217 | 40.6845 | -73.9807 | 302 | 39 | 3001189 | 3001920001 | DUMBO-Vinegar Hill-Downtown Brooklyn-Boerum Hill
42 | DOE | K306 | 970 Vermont St | K306; 970 Vermont St | Brooklyn | Yes |  | 0 |  |  | 0 |  | Not collected |  |  |  |  | Not Solar Ready | No | 112800 | Poor | > 20 years | No | 2022 | 2022-07-07 | 11207 | 40.656 | -73.8865 | 305 | 1104 | 3097873 | 3043920001 | East New York
44 | DOE | K226 | 6006 23 Ave | K226; 6006 23 Ave | Brooklyn | No |  | 0 |  |  | 0 |  | Not collected |  |  |  |  | Not Solar Ready | No | 112800 | Fair | > 20 years | No | 2022 | 2022-07-07 | 11204 | 40.6153 | -73.9763 | 312 | 446 | 3172071 | 3065490024 | Borough Park
16 | DOE | X110 | 580 Croto Park South | X110; 580 Croto Park South | Bronx | Yes |  | 0 |  |  | 0 |  | Not collected |  |  |  |  | Not Solar Ready | No | 112925 | Fair | 10 to 14 years | No | 2022 | 2022-07-07 | Unknown | Unknown | Unknown |  |  |  | Unknown | Unknown
41 | HRA | Bedford Stuyvesant Multi Service Center (owned) | 1958 Fulton St | Bedford Stuyvesant Multi Service Center (owned); 1958 Fulton St | Brooklyn | Yes |  | 0 |  |  | 0 |  | Not collected |  |  |  |  | Not Solar Ready | No | 113668 | Between Fair and Poor | > 20 years | No | 2022 | 2022-07-07 | 11233 | 40.6788 | -73.9204 | 303 | 301 | 3042090 | 3015480019 | Ocean Hill
8 | DCLA | Museum of the City of New York | 1220 5th Ave | Museum of the City of New York; 1220 5th Ave | Manhattan | No |  | 0 |  |  | 0 |  | Not collected |  |  |  |  | Not Solar Ready | No | 113915 | Good | 10 to 14 years | No | 2022 | 2022-07-07 | 10029 | 40.7924 | -73.9524 | 111 | 168 | 1074157 | 1016090001 | East Harlem South
17 | DOE | X359 | 750 Concourse Village West | X359; 750 Concourse Village West | Bronx | No |  | 0 |  |  | 0 |  | Not collected |  |  |  |  | Not Solar Ready | No | 114000 | Fair | > 20 years | No | 2022 | 2022-07-07 | 10451 | 40.8232 | -73.9233 | 204 | 61 | 2002454 | 2024430079 | East Concourse-Concourse Village
41 | DOE | K150 | 364 Sackman St | K150; 364 Sackman St | Brooklyn | Yes |  | 0 |  |  | 0 |  | Not collected |  |  |  |  | Not Solar Ready | No | 114000 | Fair | 10 to 14 years | No | 2022 | 2022-07-07 | 11212 | 40.669 | -73.9047 | 316 | 908 | 3084012 | 3037440009 | Brownsville
43 | DOE | K202 | 982 Hegeman Ave | K202; 982 Hegeman Ave | Brooklyn | No |  | 0 |  |  | 0 |  | Not collected |  |  |  |  | Not Solar Ready | No | 114000 | Poor | > 20 years | No | 2022 | 2022-07-07 | 11208 | 40.6664 | -73.8766 | 305 | 1116 | 3098664 | 3044770001 | East New York
26 | DOE | Q076 | 36-36 10 St | Q076; 36-36 10 St | Queens | Yes |  | 0 |  |  | 0 |  | Not collected |  |  |  |  | Not Solar Ready | No | 114100 | Fair | > 20 years | No | 2022 | 2022-07-07 | 11106 | 40.7609 | -73.9411 | 401 | 39 | 4004331 | 4003540001 | Queensbridge-Ravenswood-Long Island City
1 | DOE | M089 | 201 Warren St | M089; 201 Warren St | Manhattan | No |  | 0 |  |  | 0 |  | Not collected |  |  |  |  | Not Solar Ready | No | 114125 | Fair | > 20 years | No | 2022 | 2022-07-07 | 10282 | 40.7167 | -74.0135 | 101 | 31703 | 1085568 | 1000160220 | Battery Park City-Lower Manhattan
2 | DOE | M040 | 319 East 19 St | M040; 319 East 19 St | Manhattan | No |  | 0 |  |  | 0 |  | Not collected |  |  |  |  | Not Solar Ready | No | 114125 | Between Good and Fair | 10 to 14 years | No | 2022 | 2022-07-07 | 10003 | 40.735 | -73.9817 | 106 | 64 | 1020513 | 1009250012 | Gramercy
9 | DOE | M161 | 499 West 133 St | M161; 499 West 133 St | Manhattan | Yes |  | 0 |  |  | 0 |  | Not collected |  |  |  |  | Not Solar Ready | No | 114125 | Fair | > 20 years | No | 2022 | 2022-07-07 | 10027 | 40.8175 | -73.953 | 109 | 21303 | 1059645 | 1019710001 | Manhattanville
51 | DOE | R056 | 250 Kramer Ave | R056; 250 Kramer Ave | Staten Island | No |  | 0 |  |  | 0 |  | Not collected |  |  |  |  | Not Solar Ready | No | 114125 | Fair | > 20 years | No | 2022 | 2022-07-07 | 10309 | 40.5422 | -74.214 | 503 | 20801 | 5128148 | 5070440001 | Rossville-Woodrow
17 | DOE | X150 | 920 East 167 St | X150; 920 East 167 St | Bronx | Yes |  | 0 |  |  | 0 |  | Not collected |  |  |  |  | Not Solar Ready | No | 114175 | Between Good and Fair | > 20 years | No | 2022 | 2022-07-07 | 10459 | 40.8264 | -73.8944 | 202 | 12701 | 2005681 | 2027170005 | Hunts Point
49 | DSNY | Staten Island 1 District Garage | 92 Brook St | Staten Island 1 District Garage; 92 Brook St | Staten Island | Yes |  | 0 |  |  | 0 |  | Not collected |  |  |  |  | Not Solar Ready | No | 114535 | Poor | Unknown | No | 2022 | 2022-07-07 | 10301 | 40.6369 | -74.0839 | 501 | 11 | 5106487 | 5000340001 | West New Brighton-New Brighton-St. George
1 | DOE | M833 | 100 Trinity Pl | M833; 100 Trinity Pl | Manhattan | No |  | 0 |  |  | 0 |  | Not collected |  |  |  |  | Not Solar Ready | No | 115125 | Between Fair and Poor | > 20 years | No | 2022 | 2022-07-07 | 10006 | 40.7092 | -74.012 | 101 | 13 | 1001037 | 1000520001 | Battery Park City-Lower Manhattan
10 | DOE | M164 | 401 West 164 St | M164; 401 West 164 St | Manhattan | Yes |  | 0 |  |  | 0 |  | Not collected |  |  |  |  | Not Solar Ready | No | 115200 | Fair | > 20 years | No | 2022 | 2022-07-07 | 10032 | 40.8365 | -73.9372 | 112 | 24301 | 1062636 | 1021110024 | Washington Heights South
36 | DOE | K289 | 900 St. Marks Ave | K289; 900 St. Marks Ave | Brooklyn | Yes |  | 0 |  |  | 0 |  | Not collected |  |  |  |  | Not Solar Ready | No | 115200 | Fair | 10 to 14 years | No | 2022 | 2022-07-07 | 11213 | 40.6748 | -73.9426 | 308 | 341 | 3031050 | 3012290028 | Crown Heights North
17 | DOE | X001 | 335 East 152 St | X001; 335 East 152 St | Bronx | Yes |  | 0 |  |  | 0 |  | Not collected |  |  |  |  | Not Solar Ready | No | 115375 | Fair | > 20 years | No | 2022 | 2022-07-07 | 10451 | 40.8188 | -73.919 | 201 | 67 | 2001881 | 2024110119 | Melrose South-Mott Haven North
24 | DOE | Q219 | 144-39 Gravett Rd | Q219; 144-39 Gravett Rd | Queens | Yes |  | 0 |  |  | 0 |  | Not collected |  |  |  |  | Not Solar Ready | No | 115450 | Poor | > 20 years | No | 2022 | 2022-07-07 | 11367 | 40.7353 | -73.8238 | 408 | 809 | 4448708 | 4065070001 | Kew Gardens Hills
33 | DOE | K519 | 347 Baltic St | K519; 347 Baltic St | Brooklyn | No |  | 0 |  |  | 0 |  | Not collected |  |  |  |  | Not Solar Ready | No | 115466 | Fair | > 20 years | No | 2022 | 2022-07-07 | 11201 | 40.6845 | -73.991 | 306 | 69 | 3006356 | 3003970011 | DUMBO-Vinegar Hill-Downtown Brooklyn-Boerum Hill
50 | DCAS | Brielle Ave | 460 Brielle Ave | Brielle Ave; 460 Brielle Ave | Staten Island | Yes |  | 0 |  |  | 0 |  | Not collected |  |  |  |  | Not Solar Ready | No | 115563 | Unknown | Unknown | No | 2022 | 2022-07-07 | 10314 | 40.5938 | -74.1354 | 502 | 181 | 5141697 | 5009550100 | Todt Hill-Emerson Hill-Heartland Village-Lighthouse Hill
19 | DOE | Q129 | 128-02 7th Ave | Q129; 128-02 7th Ave | Queens | No |  | 0 |  |  | 0 |  | Not collected |  |  |  |  | Not Solar Ready | No | 115842 | Fair | > 20 years | No | 2022 | 2022-07-07 | 11356 | 40.7906 | -73.8398 | 407 | 945 | 4096774 | 4039760001 | Whitestone
18 | DSNY | Bronx 9/10 Sanitation Garage | 850 Zerega Ave | Bronx 9/10 Sanitation Garage; 850 Zerega Ave | Bronx | No |  | 0 |  |  | 0 |  | Not collected |  |  |  |  | Not Solar Ready | No | 115900 | Poor | > 20 years | No | 2022 | 2022-07-07 | 10473 | 40.8251 | -73.8431 | 209 | 90 | 2094841 | 2037020001 | Soundview-Castle Hill-Clason Point-Harding Park
21 | DOE | Q014 | 107-01 Otis Ave | Q014; 107-01 Otis Ave | Queens | Yes |  | 0 |  |  | 0 |  | Not collected |  |  |  |  | Not Solar Ready | No | 116000 | Good | 2 to 4 years | No | 2022 | 2022-07-07 | 11368 | 40.7406 | -73.8541 | 404 | 439 | 4437311 | 4019540037 | Corona
35 | DOE | K009 | 80 Underhill Ave | K009; 80 Underhill Ave | Brooklyn | No |  | 0 |  |  | 0 |  | Not collected |  |  |  |  | Not Solar Ready | No | 116000 | Fair | > 20 years | No | 2022 | 2022-07-07 | 11238 | 40.6783 | -73.9655 | 308 | 205 | 3028204 | 3011450026 | Prospect Heights
26 | DOE | Q012 | 42-00 72 St | Q012; 42-00 72 St | Queens | Yes |  | 0 |  |  | 0 |  | Not collected |  |  |  |  | Not Solar Ready | No | 116105 | Fair | > 20 years | No | 2022 | 2022-07-07 | 11377 | 40.7426 | -73.8928 | 402 | 483 | 4031853 | 4013490028 | Elmhurst-Maspeth
34 | DOE | K120 | 18 Beaver St | K120; 18 Beaver St | Brooklyn | Yes |  | 0 |  |  | 0 |  | Not collected |  |  |  |  | Not Solar Ready | No | 116400 | Between Fair and Poor | > 20 years | No | 2022 | 2022-07-07 | 11206 | 40.7006 | -73.9383 | 304 | 389 | 3071806 | 3031370026 | Bushwick South
26 | DOE | Q152 | 33-52 62 St | Q152; 33-52 62 St | Queens | Yes |  | 0 |  |  | 0 |  | Not collected |  |  |  |  | Not Solar Ready | No | 116431 | Fair | > 20 years | No | 2022 | 2022-07-07 | 11377 | 40.753 | -73.9001 | 402 | 293 | 4027102 | 4011840014 | Woodside
8 | DOE | X043 | 165 Brown Pl | X043; 165 Brown Pl | Bronx | Yes |  | 0 |  |  | 0 |  | Not collected |  |  |  |  | Not Solar Ready | No | 116460 | Fair | > 20 years | No | 2022 | 2022-07-07 | 10454 | 40.8064 | -73.9212 | 201 | 25 | 2000205 | 2022800040 | Mott Haven-Port Morris
51 | DOE | R006 | 555 Page Ave | R006; 555 Page Ave | Staten Island | No |  | 0 |  |  | 0 |  | Not collected |  |  |  |  | Not Solar Ready | No | 116525 | Between Good and Fair | > 20 years | No | 2022 | 2022-07-07 | 10307 | 40.5107 | -74.2311 | 503 | 24401 | 5131697 | 5077600001 | Charleston-Richmond Valley-Tottenville
22 | DOE | Q234 | 30-15 29 St | Q234; 30-15 29 St | Queens | No |  | 0 |  |  | 0 |  | Not collected |  |  |  |  | Not Solar Ready | No | 117000 | Poor | 15 to 19 years | No | 2022 | 2022-07-07 | 11102 | 40.7673 | -73.9232 | 401 | 73 | 4007619 | 4005920015 | Old Astoria
34 | DOE | Q239 | 17-15 Weirfield St | Q239; 17-15 Weirfield St | Queens | Yes |  | 0 |  |  | 0 |  | Not collected |  |  |  |  | Not Solar Ready | No | 117126 | Fair | 10 to 14 years | No | 2022 | 2022-07-07 | 11385 | 40.6991 | -73.9038 | 405 | 553 | 4435561 | 4035610001 | Ridgewood
43 | DOE | K170 | 7109 6th Ave | K170; 7109 6th Ave | Brooklyn | No |  | 0 |  |  | 0 |  | Not collected |  |  |  |  | Not Solar Ready | No | 117409 | Fair | 10 to 14 years | No | 2022 | 2022-07-07 | 11209 | 40.6308 | -74.0191 | 310 | 134 | 3146921 | 3058990001 | Bay Ridge
24 | DOE | Q680 | 150-91 87 Rd | Q680; 150-91 87 Rd | Queens | Yes |  | 0 |  |  | 0 |  | Not collected |  |  |  |  | Not Solar Ready | No | 117568 | Fair | > 20 years | No | 2022 | 2022-07-07 | 11432 | 40.7075 | -73.8064 | 408 | 236 | 4207510 | 4097070048 | Briarwood-Jamaica Hills
16 | DOE | X132 | 1245 Washington Ave | X132; 1245 Washington Ave | Bronx | Yes |  | 0 |  |  | 0 |  | Not collected |  |  |  |  | Not Solar Ready | No | 117725 | Fair | > 20 years | No | 2022 | 2022-07-07 | 10456 | 40.8318 | -73.9066 | 203 | 145 | 2001619 | 2023900001 | Claremont-Bathgate
25 | DOE | Q069 | 77-02 37 Ave | Q069; 77-02 37 Ave | Queens | No |  | 0 |  |  | 0 |  | Not collected |  |  |  |  | Not Solar Ready | No | 118000 | Between Good and Fair | 5 to 9 years | No | 2022 | 2022-07-07 | 11372 | 40.7493 | -73.8888 | 403 | 287 | 4029892 | 4012880001 | Jackson Heights
22 | DOC | Mods 2,4,10 | Rikers Island | Mods 2,4,10; Rikers Island | Bronx | No |  | 0 |  |  | 0 |  | Not collected |  |  |  |  | Not Solar Ready | No | 118200 | Poor | > 20 years | No | 2022 | 2022-07-07 | 11370 | 40.7906 | -73.8819 | 401 | 1 | 2000000 | 2026050040 | Rikers Island
7 | DOE | M192 | 500 West 138 St | M192; 500 West 138 St | Manhattan | Yes |  | 0 |  |  | 0 |  | Not collected |  |  |  |  | Not Solar Ready | No | 118788 | Fair | > 20 years | No | 2022 | 2022-07-07 | 10031 | 40.821 | -73.9511 | 109 | 22301 | 1084132 | 1019880166 | Manhattanville
28 | DOE | Q100 | 111-11 118 St | Q100; 111-11 118 St | Queens | Yes |  | 0 |  |  | 0 |  | Not collected |  |  |  |  | Not Solar Ready | No | 118800 | Poor | > 20 years | No | 2022 | 2022-07-07 | 11420 | 40.68 | -73.8221 | 410 | 102 | 4250416 | 4116230001 | South Ozone Park
49 | DOE | R022 | 1860 Forest Ave | R022; 1860 Forest Ave | Staten Island | No |  | 0 |  |  | 0 |  | Not collected |  |  |  |  | Not Solar Ready | No | 118925 | Fair | > 20 years | No | 2022 | 2022-07-07 | 10303 | 40.6254 | -74.151 | 501 | 30302 | 5107239 | 5017060001 | Mariner's Harbor-Arlington-Port Ivory-Graniteville
32 | DOE | Q063 | 90-15 Sutter Ave | Q063; 90-15 Sutter Ave | Queens | No |  | 0 |  |  | 0 |  | Not collected |  |  |  |  | Not Solar Ready | No | 118965 | Between Fair and Poor | > 20 years | No | 2022 | 2022-07-07 | 11417 | 40.6764 | -73.8468 | 410 | 54 | 4190727 | 4091550025 | Ozone Park
1 | DOE | M142 | 100 Attorney St | M142; 100 Attorney St | Manhattan | Yes |  | 0 |  |  | 0 |  | Not collected |  |  |  |  | Not Solar Ready | No | 119519 | Poor | > 20 years | No | 2022 | 2022-07-07 | 10002 | 40.7184 | -73.9845 | 103 | 1402 | 1004080 | 1003430001 | Lower East Side
3 | DOE | M615 | 131 Avenue of Americas | M615; 131 Avenue of Americas | Manhattan | No |  | 0 |  |  | 0 |  | Not collected |  |  |  |  | Not Solar Ready | No | 119645 | Fair | 10 to 14 years | No | 2022 | 2022-07-07 | 10013 | 40.7244 | -74.0046 | 102 | 37 | 1007378 | 1004910016 | SoHo-TriBeCa-Civic Center-Little Italy
17 | DOE | X470 | 701 St. Ann's Ave | X470; 701 St. Ann's Ave | Bronx | Yes |  | 0 |  |  | 0 |  | Not collected |  |  |  |  | Not Solar Ready | No | 119810 | Between Fair and Poor | > 20 years | No | 2022 | 2022-07-07 | 10455 | 40.8182 | -73.911 | 201 | 71 | 2001153 | 2023590240 | Melrose South-Mott Haven North
22 | DOC | 300 Bed Annex | Rikers Island | 300 Bed Annex; Rikers Island | Bronx | No |  | 0 |  |  | 0 |  | Not collected |  |  |  |  | Not Solar Ready | No | 120000 | Between Fair and Poor | > 20 years | No | 2022 | 2022-07-07 | 11370 | 40.7906 | -73.8819 | 401 | 1 | 2000000 | 2026050040 | Rikers Island
22 | DOC | CPSU 500 Bed Annex | Rikers Island | CPSU 500 Bed Annex; Rikers Island | Bronx | No |  | 0 |  |  | 0 |  | Not collected |  |  |  |  | Not Solar Ready | No | 120000 | Between Fair and Poor | > 20 years | No | 2022 | 2022-07-07 | 11370 | 40.7906 | -73.8819 | 401 | 1 | 2000000 | 2026050040 | Rikers Island
42 | DOE | K013 | 557 Pennsylvania Ave | K013; 557 Pennsylvania Ave | Brooklyn | Yes |  | 0 |  |  | 0 |  | Not collected |  |  |  |  | Not Solar Ready | No | 120000 | Fair | > 20 years | No | 2022 | 2022-07-07 | 11207 | 40.6637 | -73.8938 | 305 | 1126 | 3085070 | 3038230001 | East New York (Pennsylvania Ave)
13 | HHC | Rose Kennedy Building | 1410 Pelham Pkwy South | Rose Kennedy Building; 1410 Pelham Pkwy South | Bronx | Yes |  | 0 |  |  | 0 |  | Not collected |  |  |  |  | Not Solar Ready | No | 120650 | Unknown | Unknown | No | 2022 | 2022-07-07 | 10461 | 40.8574 | -73.847 | 211 | 296 | 2097552 | 2042050055 | Pelham Parkway
9 | HHC | Kountz Pavilion | 3-13 West 136th St | Kountz Pavilion; 3-13 West 136th St | Manhattan | No |  | 0 |  |  | 0 |  | Not collected |  |  |  |  | Not Solar Ready | No | 121000 | Poor | > 20 years | No | 2022 | 2022-07-07 | 10037 | 40.8136 | -73.9376 | 110 | 212 | 1082167 | 1017340001 | Central Harlem North-Polo Grounds
33 | DOE | K313 | 283 Adams St | K313; 283 Adams St | Brooklyn | No |  | 0 |  |  | 0 |  | Not collected |  |  |  |  | Not Solar Ready | No | 121000 | Between Fair and Poor | 10 to 14 years | No | 2022 | 2022-07-07 | 11201 | 40.6947 | -73.9889 | 302 | 11 | 3331741 | 3001400010 | DUMBO-Vinegar Hill-Downtown Brooklyn-Boerum Hill
44 | DOE | K223 | 4200 16 Ave | K223; 4200 16 Ave | Brooklyn | Yes |  | 0 |  |  | 0 |  | Not collected |  |  |  |  | Not Solar Ready | No | 121000 | Fair | 15 to 19 years | No | 2022 | 2022-07-07 | 11204 | 40.6349 | -73.9815 | 312 | 230 | 3125676 | 3053620021 | Borough Park
15 | DCLA | LuEsther T. Mertz Library (Museum Building) | 2674 Dr. Theodore Kazimiroff Blvd | LuEsther T. Mertz Library (Museum Building); 2674 Dr. Theodore Kazimiroff Blvd | Bronx | Yes |  | 0 |  |  | 0 |  | Not collected |  |  |  |  | Not Solar Ready | No | 121200 | Fair | > 20 years | No | 2022 | 2022-07-07 | 10458 | 40.8626 | -73.8825 | 227 | 334 |  | Unknown | park-cemetery-etc-Bronx
33 | DOE | K016 | 157 Wilson St | K016; 157 Wilson St | Brooklyn | Yes |  | 0 |  |  | 0 |  | Not collected |  |  |  |  | Not Solar Ready | No | 121200 | Poor | > 20 years | No | 2022 | 2022-07-07 | 11211 | 40.706 | -73.9615 | 301 | 535 | 3059906 | 3021770001 | Williamsburg
41 | DOE | K040 | 265 Ralph Ave | K040; 265 Ralph Ave | Brooklyn | Yes |  | 0 |  |  | 0 |  | Not collected |  |  |  |  | Not Solar Ready | No | 121200 | Fair | 10 to 14 years | No | 2022 | 2022-07-07 | 11233 | 40.6805 | -73.9223 | 303 | 379 | 3041214 | 3015180001 | Stuyvesant Heights
15 | DOE | X009 | 230 East 183rd St | X009; 230 East 183rd St | Bronx | Yes |  | 0 |  |  | 0 |  | Not collected |  |  |  |  | Not Solar Ready | No | 121213 | Fair | 10 to 14 years | No | 2022 | 2022-07-07 | 10458 | 40.8571 | -73.8989 | 205 | 38301 | 2013561 | 2031500010 | Fordham South
3 | DOE | M003 | 490 Hudson St | M003; 490 Hudson St | Manhattan | No |  | 0 |  |  | 0 |  | Not collected |  |  |  |  | Not Solar Ready | No | 121280 | Fair | > 20 years | No | 2022 | 2022-07-07 | 10014 | 40.7326 | -74.0065 | 102 | 73 | 1009872 | 1005850041 | West Village
3 | DOE | M017 | 328 West 48 St | M017; 328 West 48 St | Manhattan | No |  | 0 |  |  | 0 |  | Not collected |  |  |  |  | Not Solar Ready | No | 121300 | Fair | 10 to 14 years | No | 2022 | 2022-07-07 | 10036 | 40.7614 | -73.988 | 104 | 127 | 1025092 | 1010380014 | Clinton
30 | DOE | Q119 | 74-01 78 Ave | Q119; 74-01 78 Ave | Queens | No |  | 0 |  |  | 0 |  | Not collected |  |  |  |  | Not Solar Ready | No | 121375 | Fair | > 20 years | No | 2022 | 2022-07-07 | 11385 | 40.7044 | -73.8752 | 405 | 63301 | 4092660 | 4038120020 | Glendale
28 | DOE | Q040 | 109-20 Union Hall St | Q040; 109-20 Union Hall St | Queens | Yes |  | 0 |  |  | 0 |  | Not collected |  |  |  |  | Not Solar Ready | No | 121865 | Between Fair and Poor | > 20 years | No | 2022 | 2022-07-07 | 11433 | 40.6941 | -73.7907 | 412 | 260 | 4263341 | 4121510001 | South Jamaica
48 | CUNY | Robert J. Kibbee Library and Media Center | 2000 Oriental Blvd | Robert J. Kibbee Library and Media Center; 2000 Oriental Blvd | Brooklyn | No |  | 0 |  |  | 0 |  | Not collected |  |  |  |  | Not Solar Ready | No | 122364 | Poor | 5 to 9 years | No | 2022 | 2022-07-07 | 11235 | 40.5785 | -73.9343 | 315 | 616 | 3348024 | 3087600060 | Sheepshead Bay-Gerritsen Beach-Manhattan Beach
17 | DOE | X198 | 1180 Tinton Ave | X198; 1180 Tinton Ave | Bronx | Yes |  | 0 |  |  | 0 |  | Not collected |  |  |  |  | Not Solar Ready | No | 122400 | Poor | > 20 years | No | 2022 | 2022-07-07 | 10456 | 40.8284 | -73.9007 | 203 | 135 | 2004869 | 2026720001 | Morrisania-Melrose
33 | DOE | K157 | 850 Kent Ave | K157; 850 Kent Ave | Brooklyn | Yes |  | 0 |  |  | 0 |  | Not collected |  |  |  |  | Not Solar Ready | No | 122400 | Fair | > 20 years | No | 2022 | 2022-07-07 | 11205 | 40.6954 | -73.9596 | 303 | 1237 | 3054671 | 3018970013 | Bedford
15 | DOE | X096 | 650 Waring Ave | X096; 650 Waring Ave | Bronx | Yes |  | 0 |  |  | 0 |  | Not collected |  |  |  |  | Not Solar Ready | No | 122835 | Fair | > 20 years | No | 2022 | 2022-07-07 | 10467 | 40.8614 | -73.8693 | 211 | 33201 | 2049999 | 2043410013 | Bronxdale
16 | DOE | X055 | 450 Saint Paul's Pl | X055; 450 Saint Paul's Pl | Bronx | Yes |  | 0 |  |  | 0 |  | Not collected |  |  |  |  | Not Solar Ready | No | 123000 | Between Fair and Poor | 10 to 14 years | No | 2022 | 2022-07-07 | 10456 | 40.8364 | -73.905 | 203 | 14702 | 2009463 | 2029020001 | Claremont-Bathgate
33 | DEP | Building 268 | 63 Flushing Ave | Building 268; 63 Flushing Ave | Brooklyn | No |  | 0 |  |  | 0 |  | Not collected |  |  |  |  | Not Solar Ready | No | 123000 | Between Good and Fair | Unknown | No | 2022 | 2022-07-07 | 11205 | 40.698 | -73.975 | 302 | 543 | 3335129 | 3020230001 | park-cemetery-etc-Brooklyn
37 | DOE | K384 | 242 Cooper St | K384; 242 Cooper St | Brooklyn | Yes |  | 0 |  |  | 0 |  | Not collected |  |  |  |  | Not Solar Ready | No | 123000 | Fair | > 20 years | No | 2022 | 2022-07-07 | 11207 | 40.6904 | -73.9048 | 304 | 409 | 3080043 | 3034420001 | Bushwick North
49 | DOE | R600 | 290 St Marks Pl | R600; 290 St Marks Pl | Staten Island | Yes |  | 0 |  |  | 0 |  | Not collected |  |  |  |  | Not Solar Ready | No | 123000 | Between Fair and Poor | 10 to 14 years | No | 2022 | 2022-07-07 | 10301 | 40.6428 | -74.0787 | 501 | 9 | 5000314 | 5000190004 | West New Brighton-New Brighton-St. George
38 | DOE | K169 | 4305 7th Ave | K169; 4305 7th Ave | Brooklyn | Yes |  | 0 |  |  | 0 |  | Not collected |  |  |  |  | Not Solar Ready | No | 123600 | Poor | > 20 years | No | 2022 | 2022-07-07 | 11232 | 40.6463 | -74.0019 | 307 | 92 | 3011002 | 3007320001 | Sunset Park East
17 | DCAS | Bronx Bergen Building | 1932 Arthur Ave | Bronx Bergen Building; 1932 Arthur Ave | Bronx | Yes |  | 0 |  |  | 0 |  | Not collected |  |  |  |  | Not Solar Ready | No | 123802 | Fair | > 20 years | No | 2022 | 2022-07-07 | 10457 | 40.8457 | -73.8933 | 206 | 36901 | 2009911 | 2029470018 | East Tremont
9 | DOE | M808 | 133 Morningside Ave | M808; 133 Morningside Ave | Manhattan | Yes |  | 0 |  |  | 0 |  | Not collected |  |  |  |  | Not Solar Ready | No | 124576 | Fair | 10 to 14 years | No | 2022 | 2022-07-07 | 10027 | 40.8112 | -73.9541 | 109 | 20901 | 1087468 | 1019510004 | Morningside Heights
46 | DOE | K114 | 1077 Remsen Ave | K114; 1077 Remsen Ave | Brooklyn | Yes |  | 0 |  |  | 0 |  | Not collected |  |  |  |  | Not Solar Ready | No | 124800 | Between Good and Fair | 10 to 14 years | No | 2022 | 2022-07-07 | 11236 | 40.6425 | -73.9085 | 318 | 964 | 3229159 | 3081600022 | Canarsie
16 | DOE | X104 | 1449 Shakespeare Ave | X104; 1449 Shakespeare Ave | Bronx | Yes |  | 0 |  |  | 0 |  | Not collected |  |  |  |  | Not Solar Ready | No | 124900 | Fair | > 20 years | No | 2022 | 2022-07-07 | 10452 | 40.8429 | -73.9206 | 204 | 21302 | 2088263 | 2028730027 | Highbridge
30 | DOE | Q091 | 68-10 Central Ave | Q091; 68-10 Central Ave | Queens | No |  | 0 |  |  | 0 |  | Not collected |  |  |  |  | Not Solar Ready | No | 124925 | Between Fair and Poor | > 20 years | No | 2022 | 2022-07-07 | 11385 | 40.7037 | -73.8851 | 405 | 627 | 4089566 | 4036830001 | Glendale
16 | DOE | X235 | 1220 Gerard Ave | X235; 1220 Gerard Ave | Bronx | Yes |  | 0 |  |  | 0 |  | Not collected |  |  |  |  | Not Solar Ready | No | 125583 | Fair | > 20 years | No | 2022 | 2022-07-07 | 10452 | 40.8358 | -73.92 | 204 | 197 | 2097130 | 2024800008 | West Concourse
35 | DOE | K590 | 1186 Carroll St | K590; 1186 Carroll St | Brooklyn | Yes |  | 0 |  |  | 0 |  | Not collected |  |  |  |  | Not Solar Ready | No | 126000 | Fair | > 20 years | No | 2022 | 2022-07-07 | 11225 | 40.6672 | -73.9512 | 309 | 321 | 3348092 | 3012890025 | Crown Heights South
26 | DOE | Q166 | 33-09 35 Ave | Q166; 33-09 35 Ave | Queens | No |  | 0 |  |  | 0 |  | Not collected |  |  |  |  | Not Solar Ready | No | 126125 | Fair | > 20 years | No | 2022 | 2022-07-07 | 11106 | 40.7573 | -73.9267 | 401 | 57 | 4008220 | 4006100001 | Astoria
41 | DOE | K398 | 60 East 94 St | K398; 60 East 94 St | Brooklyn | Yes |  | 0 |  |  | 0 |  | Not collected |  |  |  |  | Not Solar Ready | No | 127200 | Unknown | Unknown | No | 2022 | 2022-07-07 | 11212 | 40.6636 | -73.927 | 317 | 882 | 3323072 | 3045950015 | Rugby-Remsen Village
42 | DOE | K066 | 881 East 96th St | K066; 881 East 96th St | Brooklyn | Yes |  | 0 |  |  | 0 |  | Not collected |  |  |  |  | Not Solar Ready | No | 127200 | Between Good and Fair | 10 to 14 years | No | 2022 | 2022-07-07 | 11236 | 40.6481 | -73.9069 | 318 | 970 | 3325418 | 3081290060 | Canarsie
28 | DOE | Q142 | 142-10 Linden Blvd | Q142; 142-10 Linden Blvd | Queens | Yes |  | 0 |  |  | 0 |  | Not collected |  |  |  |  | Not Solar Ready | No | 127466 | Fair | > 20 years | No | 2022 | 2022-07-07 | 11436 | 40.6841 | -73.8015 | 412 | 192 | 4259200 | 4119720070 | Baisley Park
9 | HHC | Rold H. Brown Ambulatory Care Pavilion | 46 West 137th St | Rold H. Brown Ambulatory Care Pavilion; 46 West 137th St | Manhattan | No |  | 0 |  |  | 0 |  | Not collected |  |  |  |  | Not Solar Ready | No | 127800 | Poor | > 20 years | No | 2022 | 2022-07-07 | 10037 | 40.8147 | -73.9382 | 110 | 212 | 1082172 | 1017340001 | Central Harlem North-Polo Grounds
19 | DOE | Q194 | 154-60 17 Ave | Q194; 154-60 17 Ave | Queens | No |  | 0 |  |  | 0 |  | Not collected |  |  |  |  | Not Solar Ready | No | 128000 | Poor | > 20 years | No | 2022 | 2022-07-07 | 11357 | 40.7837 | -73.8078 | 407 | 1029 | 4107342 | 4047290001 | Whitestone
20 | DOE | Q189 | 144-80 Barclay Ave | Q189; 144-80 Barclay Ave | Queens | Yes |  | 0 |  |  | 0 |  | Not collected |  |  |  |  | Not Solar Ready | No | 128000 | Between Fair and Poor | 10 to 14 years | No | 2022 | 2022-07-07 | 11355 | 40.7598 | -73.8205 | 407 | 863 | 4114763 | 4050510027 | Murray Hill
33 | DOE | K802 | 131 Livingston St | K802; 131 Livingston St | Brooklyn | No |  | 0 |  |  | 0 |  | Not collected |  |  |  |  | Not Solar Ready | No | 128000 | Between Good and Fair | 10 to 14 years | No | 2022 | 2022-07-07 | 11201 | 40.6907 | -73.9886 | 302 | 37 | 3000420 | 3001540001 | DUMBO-Vinegar Hill-Downtown Brooklyn-Boerum Hill
43 | DOE | K201 | 8010 12th Ave | K201; 8010 12th Ave | Brooklyn | No |  | 0 |  |  | 0 |  | Not collected |  |  |  |  | Not Solar Ready | No | 128400 | Unknown | Unknown | No | 2022 | 2022-07-07 | 11228 | 40.6187 | -74.0127 | 310 | 166 | 3162973 | 3062780022 | Dyker Heights
51 | DOE | R034 | 528 Academy Ave | R034; 528 Academy Ave | Staten Island | No |  | 0 |  |  | 0 |  | Not collected |  |  |  |  | Not Solar Ready | No | 128525 | Poor | > 20 years | No | 2022 | 2022-07-07 | 10307 | 40.5083 | -74.2434 | 503 | 24401 | 5088090 | 5078940001 | Charleston-Richmond Valley-Tottenville
17 | DOE | X067 | 2024 Mohegan Ave | X067; 2024 Mohegan Ave | Bronx | Yes |  | 0 |  |  | 0 |  | Not collected |  |  |  |  | Not Solar Ready | No | 128568 | Fair | > 20 years | No | 2022 | 2022-07-07 | 10460 | 40.8439 | -73.8848 | 206 | 363 | 2013142 | 2031230003 | East Tremont
9 | HHC | Henry J. Carter Hospital - Skilled Nursing Facility | 1752 Park Ave | Henry J. Carter Hospital - Skilled Nursing Facility; 1752 Park Ave | Manhattan | Yes |  | 0 |  |  | 0 |  | Not collected |  |  |  |  | Not Solar Ready | No | 128734 | Poor | 15 to 19 years | No | 2022 | 2022-07-07 | 10035 | 40.8029 | -73.9406 | 111 | 198 | 1088883 | 1017470070 | East Harlem North
45 | DOE | K244 | 5404 Tilden Ave | K244; 5404 Tilden Ave | Brooklyn | Yes |  | 0 |  |  | 0 |  | Not collected |  |  |  |  | Not Solar Ready | No | 129000 | Good | 2 to 4 years | No | 2022 | 2022-07-07 | 11203 | 40.6484 | -73.9259 | 317 | 946 | 3104513 | 3047390001 | Rugby-Remsen Village
28 | DOE | Q123 | 145-01 119th Ave | Q123; 145-01 119th Ave | Queens | Yes |  | 0 |  |  | 0 |  | Not collected |  |  |  |  | Not Solar Ready | No | 129120 | Between Good and Fair | > 20 years | No | 2022 | 2022-07-07 | 11436 | 40.6783 | -73.7956 | 412 | 18402 | 4260828 | 4120190010 | Baisley Park
30 | DOE | Q088 | 60-85 Catalpa Ave | Q088; 60-85 Catalpa Ave | Queens | No |  | 0 |  |  | 0 |  | Not collected |  |  |  |  | Not Solar Ready | No | 129600 | Between Good and Fair | 10 to 14 years | No | 2022 | 2022-07-07 | 11385 | 40.7038 | -73.8964 | 405 | 585 | 4085173 | 4035340012 | Ridgewood
40 | DOE | K246 | 72 Veronica Pl | K246; 72 Veronica Pl | Brooklyn | Yes |  | 0 |  |  | 0 |  | Not collected |  |  |  |  | Not Solar Ready | No | 129665 | Poor | > 20 years | No | 2022 | 2022-07-07 | 11226 | 40.6486 | -73.9528 | 317 | 794 | 3117381 | 3051100025 | Erasmus
49 | DOE | R057 | 140 Palma Dr | R057; 140 Palma Dr | Staten Island | Yes |  | 0 |  |  | 0 |  | Not collected |  |  |  |  | Not Solar Ready | No | 129725 | Fair | > 20 years | No | 2022 | 2022-07-07 | 10304 | 40.6115 | -74.0832 | 501 | 40 | 5043519 | 5028880040 | Grymes Hill-Clifton-Fox Hills
22 | DOE | Q070 | 30-44 43 St | Q070; 30-44 43 St | Queens | No |  | 0 |  |  | 0 |  | Not collected |  |  |  |  | Not Solar Ready | No | 130000 | Poor | > 20 years | No | 2022 | 2022-07-07 | 11103 | 40.7615 | -73.9136 | 401 | 149 | 4000000 | 4006960014 | Astoria
11 | DOE | X086 | 2756 Reservoir Ave | X086; 2756 Reservoir Ave | Bronx | No |  | 0 |  |  | 0 |  | Not collected |  |  |  |  | Not Solar Ready | No | 130227 | Fair | > 20 years | No | 2022 | 2022-07-07 | 10468 | 40.8698 | -73.8987 | 207 | 409 | 2100971 | 2032470070 | Van Cortlandt Village
13 | DOE | X071 | 3040 Roberts Ave | X071; 3040 Roberts Ave | Bronx | Yes |  | 0 |  |  | 0 |  | Not collected |  |  |  |  | Not Solar Ready | No | 130693 | Poor | > 20 years | No | 2022 | 2022-07-07 | 10461 | 40.8458 | -73.8298 | 210 | 26602 | 2046140 | 2041710001 | Pelham Bay-Country Club-City Island
41 | DOE | K263 | 210 Chester St | K263; 210 Chester St | Brooklyn | Yes |  | 0 |  |  | 0 |  | Not collected |  |  |  |  | Not Solar Ready | No | 131500 | Fair | > 20 years | No | 2022 | 2022-07-07 | 11212 | 40.6665 | -73.9109 | 316 | 924 | 3081442 | 3035420001 | Brownsville
19 | DOE | Q107 | 167-02 45 Ave | Q107; 167-02 45 Ave | Queens | Yes |  | 0 |  |  | 0 |  | Not collected |  |  |  |  | Not Solar Ready | No | 132060 | Fair | 10 to 14 years | No | 2022 | 2022-07-07 | 11358 | 40.756 | -73.7997 | 407 | 1195 | 4123454 | 4054460018 | East Flushing
40 | HHC | Central Laundry | 645 Kingston Ave | Central Laundry; 645 Kingston Ave | Brooklyn | Yes |  | 0 |  |  | 0 |  | Not collected |  |  |  |  | Not Solar Ready | No | 132355 | Fair | > 20 years | No | 2022 | 2022-07-07 | 11203 | 40.658 | -73.9423 | 309 | 808 | 3329549 | 3048120001 | Prospect Lefferts Gardens-Wingate
27 | NYPD | NYPD Police Laboratory | 150-14 Jamaica Ave | NYPD Police Laboratory; 150-14 Jamaica Ave | Queens | Yes |  | 0 |  |  | 0 |  | Not collected |  |  |  |  | Not Solar Ready | No | 132500 | Good | 15 to 19 years | No | 2022 | 2022-07-07 | 11432 | 40.7022 | -73.8042 | 412 | 240 | 4215603 | 4100920006 | Jamaica
25 | DOE | Q089 | 85-28 Britton Ave | Q089; 85-28 Britton Ave | Queens | Yes |  | 0 |  |  | 0 |  | Not collected |  |  |  |  | Not Solar Ready | No | 133000 | Between Good and Fair | 5 to 9 years | No | 2022 | 2022-07-07 | 11373 | 40.7459 | -73.8802 | 404 | 271 | 4037370 | 4015140001 | Elmhurst
11 | DOE | X080 | 149 East Mosholu Pkwy North | X080; 149 East Mosholu Pkwy North | Bronx | Yes |  | 0 |  |  | 0 |  | Not collected |  |  |  |  | Not Solar Ready | No | 133109 | Between Fair and Poor | 15 to 19 years | No | 2022 | 2022-07-07 | 10467 | 40.8763 | -73.8815 | 207 | 419 | 2018046 | 2033360035 | Norwood
14 | DOE | X115 | 120 East 184 St | X115; 120 East 184 St | Bronx | Yes |  | 0 |  |  | 0 |  | Not collected |  |  |  |  | Not Solar Ready | No | 133200 | Poor | 10 to 14 years | No | 2022 | 2022-07-07 | 10468 | 40.8598 | -73.9002 | 205 | 23703 | 2013899 | 2031720046 | Fordham South
18 | DOE | X106 | 2120 St. Raymond Ave | X106; 2120 St. Raymond Ave | Bronx | Yes |  | 0 |  |  | 0 |  | Not collected |  |  |  |  | Not Solar Ready | No | 133512 | Fair | 10 to 14 years | No | 2022 | 2022-07-07 | 10462 | 40.8375 | -73.8548 | 209 | 222 | 2041211 | 2039460007 | Parkchester
48 | CUNY | Leon M. Goldstein High School for the Sciences | 1830 Shore Blvd | Leon M. Goldstein High School for the Sciences; 1830 Shore Blvd | Brooklyn | No |  | 0 |  |  | 0 |  | Not collected |  |  |  |  | Not Solar Ready | No | 133951 | Unknown | 15 to 19 years | No | 2022 | 2022-07-07 | 11235 | 40.5809 | -73.936 | 315 | 616 | 3326938 | 3087600060 | Sheepshead Bay-Gerritsen Beach-Manhattan Beach
10 | DOE | M189 | 2580 Amsterdam Ave | M189; 2580 Amsterdam Ave | Manhattan | Yes |  | 0 |  |  | 0 |  | Not collected |  |  |  |  | Not Solar Ready | No | 134387 | Between Fair and Poor | > 20 years | No | 2022 | 2022-07-07 | 10040 | 40.8526 | -73.9276 | 112 | 277 | 1076750 | 1021590051 | Washington Heights North
34 | DOE | K145 | 100 Noll St | K145; 100 Noll St | Brooklyn | Yes |  | 0 |  |  | 0 |  | Not collected |  |  |  |  | Not Solar Ready | No | 134400 | Fair | > 20 years | No | 2022 | 2022-07-07 | 11206 | 40.7016 | -73.9324 | 304 | 425 | 3071915 | 3031530011 | Bushwick South
30 | DSNY | Queens Borough Repair Shop | 52-07 58th St | Queens Borough Repair Shop; 52-07 58th St | Queens | No |  | 0 |  |  | 0 |  | Not collected |  |  |  |  | Not Solar Ready | No | 134408 | Between Fair and Poor | Unknown | No | 2022 | 2022-07-07 | 11377 | 40.7355 | -73.9097 | 402 | 243 | 4054170 | 4023470055 | Elmhurst-Maspeth
9 | HRA | Oberia D. Dempsey Multi-Service Center (Space) (owned) | 127 West 127th St | Oberia D. Dempsey Multi-Service Center (Space) (owned); 127 West 127th St | Manhattan | Yes |  | 0 |  |  | 0 |  | Not collected |  |  |  |  | Not Solar Ready | No | 134468 | Unknown | Unknown | No | 2022 | 2022-07-07 | 10027 | 40.8095 | -73.9455 | 110 | 224 | 1057904 | 1019120012 | Central Harlem North-Polo Grounds
2 | DOE | M188 | 442 East Houston St | M188; 442 East Houston St | Manhattan | Yes |  | 0 |  |  | 0 |  | Not collected |  |  |  |  | Not Solar Ready | No | 135000 | Poor | Unknown | No | 2022 | 2022-07-07 | 10002 | 40.7196 | -73.9779 | 103 | 20 | 1004349 | 1003560100 | Lower East Side
16 | DOE | X460 | 244 East 163rd St | X460; 244 East 163rd St | Bronx | Yes |  | 0 |  |  | 0 |  | Not collected |  |  |  |  | Not Solar Ready | No | 135600 | Fair | 10 to 14 years | No | 2022 | 2022-07-07 | 10451 | 40.8276 | -73.9187 | 204 | 18302 | 2109459 | 2024450006 | East Concourse-Concourse Village
39 | DOE | K051 | 350 5th Ave | K051; 350 5th Ave | Brooklyn | No |  | 0 |  |  | 0 |  | Not collected |  |  |  |  | Not Solar Ready | No | 135600 | Fair | > 20 years | No | 2022 | 2022-07-07 | 11215 | 40.672 | -73.9839 | 306 | 135 | 3021057 | 3009810111 | Park Slope-Gowanus
10 | DOE | M173 | 306 Fort Washington Ave | M173; 306 Fort Washington Ave | Manhattan | Yes |  | 0 |  |  | 0 |  | Not collected |  |  |  |  | Not Solar Ready | No | 135965 | Between Fair and Poor | 15 to 19 years | No | 2022 | 2022-07-07 | 10033 | 40.8455 | -73.9405 | 112 | 263 | 1063503 | 1021420154 | Washington Heights South
7 | DOE | M043 | 509 West 129 St | M043; 509 West 129 St | Manhattan | Yes |  | 0 |  |  | 0 |  | Not collected |  |  |  |  | Not Solar Ready | No | 136000 | Under Construction | Under Construction | No | 2022 | 2022-07-07 | 10027 | 40.8153 | -73.9553 | 109 | 219 | 1059723 | 1019840033 | Manhattanville
26 | DOE | Q450 | 28-01 41 Ave | Q450; 28-01 41 Ave | Queens | Yes |  | 0 |  |  | 0 |  | Not collected |  |  |  |  | Not Solar Ready | No | 136000 | Poor | 15 to 19 years | No | 2022 | 2022-07-07 | 11101 | 40.7514 | -73.9374 | 401 | 33 | 4004874 | 4004040001 | Queensbridge-Ravenswood-Long Island City
38 | DOE | K136 | 4004 4th Ave | K136; 4004 4th Ave | Brooklyn | Yes |  | 0 |  |  | 0 |  | Not collected |  |  |  |  | Not Solar Ready | No | 136300 | Fair | > 20 years | No | 2022 | 2022-07-07 | 11232 | 40.652 | -74.0069 | 307 | 82 | 3010580 | 3007130020 | Sunset Park West
7 | DOE | M054 | 103 West 107 St | M054; 103 West 107 St | Manhattan | Yes |  | 0 |  |  | 0 |  | Not collected |  |  |  |  | Not Solar Ready | No | 136800 | Fair | > 20 years | No | 2022 | 2022-07-07 | 10025 | 40.8001 | -73.9628 | 107 | 193 | 1055990 | 1018620011 | Morningside Heights
24 | DOE | Q499 | 148-20 Reeves Ave | Q499; 148-20 Reeves Ave | Queens | Yes |  | 0 |  |  | 0 |  | Not collected |  |  |  |  | Not Solar Ready | No | 136900 | Fair | 10 to 14 years | No | 2022 | 2022-07-07 | 11367 | 40.7392 | -73.8221 | 408 | 809 | 4467571 | 4065070150 | Kew Gardens Hills
8 | DOE | X049 | 383 East 139 St | X049; 383 East 139 St | Bronx | Yes |  | 0 |  |  | 0 |  | Not collected |  |  |  |  | Not Solar Ready | No | 136925 | Poor | > 20 years | No | 2022 | 2022-07-07 | 10454 | 40.8101 | -73.9231 | 201 | 39 | 2000626 | 2023020040 | Mott Haven-Port Morris
24 | DOE | Q217 | 85-05 144 St | Q217; 85-05 144 St | Queens | Yes |  | 0 |  |  | 0 |  | Not collected |  |  |  |  | Not Solar Ready | No | 137000 | Poor | 15 to 19 years | No | 2022 | 2022-07-07 | 11435 | 40.71 | -73.8125 | 408 | 232 | 4208124 | 4097240173 | Briarwood-Jamaica Hills
34 | DOE | K050 | 183 South 3rd St | K050; 183 South 3rd St | Brooklyn | No |  | 0 |  |  | 0 |  | Not collected |  |  |  |  | Not Solar Ready | No | 138000 | Fair | > 20 years | No | 2022 | 2022-07-07 | 11211 | 40.7117 | -73.9603 | 301 | 523 | 3063128 | 3024190001 | North Side-South Side
30 | DOE | Q153 | 60-02 60 Ln | Q153; 60-02 60 Ln | Queens | No |  | 0 |  |  | 0 |  | Not collected |  |  |  |  | Not Solar Ready | No | 138004 | Fair | > 20 years | No | 2022 | 2022-07-07 | 11378 | 40.7166 | -73.9037 | 405 | 599 | 4060987 | 4027320018 | Maspeth
35 | DOE | K067 | 51 Saint Edwards St | K067; 51 Saint Edwards St | Brooklyn | Yes |  | 0 |  |  | 0 |  | Not collected |  |  |  |  | Not Solar Ready | No | 138125 | Between Good and Fair | 10 to 14 years | No | 2022 | 2022-07-07 | 11205 | 40.6956 | -73.9782 | 302 | 2901 | 3332507 | 3020390002 | Fort Greene
16 | DOE | X120 | 890 Cauldwell Ave | X120; 890 Cauldwell Ave | Bronx | Yes |  | 0 |  |  | 0 |  | Not collected |  |  |  |  | Not Solar Ready | No | 138175 | Fair | 10 to 14 years | No | 2022 | 2022-07-07 | 10456 | 40.8225 | -73.9072 | 203 | 185 | 2004496 | 2026310048 | Morrisania-Melrose
6 | NYPL | The Library for the Performing Arts | 40 Lincoln Center Plz | The Library for the Performing Arts; 40 Lincoln Center Plz | Manhattan | No |  | 0 |  |  | 0 |  | Not collected |  |  |  |  | Not Solar Ready | No | 138384 | Between Good and Fair | 15 to 19 years | No | 2022 | 2022-07-07 | 10023 | 40.7738 | -73.9851 | 107 | 149 | 1028832 | 1011340025 | Lincoln Square
17 | DOE | X074 | 730 Bryant Ave | X074; 730 Bryant Ave | Bronx | Yes |  | 0 |  |  | 0 |  | Not collected |  |  |  |  | Not Solar Ready | No | 139000 | Between Fair and Poor | 10 to 14 years | No | 2022 | 2022-07-07 | 10474 | 40.8155 | -73.8858 | 202 | 117 | 2006566 | 2027630279 | Hunts Point
31 | DOE | Q333 | 365 Beach 56 St | Q333; 365 Beach 56 St | Queens | Yes |  | 0 |  |  | 0 |  | Not collected |  |  |  |  | Not Solar Ready | No | 139325 | Between Good and Fair | 10 to 14 years | No | 2022 | 2022-07-07 | 11692 | 40.594 | -73.7862 | 414 | 97204 | 4301929 | 4158940011 | Hammels-Arverne-Edgemere
26 | DCLA | MoMA PS1 Contemporary Art Center | 46-01 21st St | MoMA PS1 Contemporary Art Center; 46-01 21st St | Queens | No |  | 0 |  |  | 0 |  | Not collected |  |  |  |  | Not Solar Ready | No | 140000 | Fair | 15 to 19 years | Existing Green Roof | 2022 | 2022-07-07 | 11101 | 40.7459 | -73.9481 | 402 | 7 | 4000548 | 4000750001 | Hunters Point-Sunnyside-West Maspeth
8 | DEP | Wards Island WRRF - Digester | 7 Wards Island | Wards Island WRRF - Digester; 7 Wards Island | Manhattan | Yes |  | 0 |  |  | 0 |  | Not collected |  |  |  |  | Not Solar Ready | No | 141043 | Poor | > 20 years | No | 2022 | 2022-07-07 | 10035 | 40.7928 | -73.9228 | 111 | 240 | 1000000 | 1018190015 | park-cemetery-etc-Manhattan
30 | DOE | Q058 | 72-24 Grand Ave | Q058; 72-24 Grand Ave | Queens | No |  | 0 |  |  | 0 |  | Not collected |  |  |  |  | Not Solar Ready | No | 141261 | Fair | > 20 years | No | 2022 | 2022-07-07 | 11378 | 40.7287 | -73.8907 | 405 | 49302 | 4607309 | 4028020001 | Maspeth
8 | DOE | M050 | 433 East 100 St | M050; 433 East 100 St | Manhattan | Yes |  | 0 |  |  | 0 |  | Not collected |  |  |  |  | Not Solar Ready | No | 141600 | Under Construction | Under Construction | No | 2022 | 2022-07-07 | 10029 | 40.7853 | -73.9415 | 111 | 162 | 1083933 | 1016940001 | East Harlem South
37 | DOE | K045 | 84 Schaefer St | K045; 84 Schaefer St | Brooklyn | Yes |  | 0 |  |  | 0 |  | Not collected |  |  |  |  | Not Solar Ready | No | 141600 | Fair | 10 to 14 years | No | 2022 | 2022-07-07 | 11207 | 40.6867 | -73.9107 | 304 | 401 | 3079428 | 3034270011 | Bushwick South
2 | DOE | M047 | 223 East 23 St | M047; 223 East 23 St | Manhattan | No |  | 0 |  |  | 0 |  | Not collected |  |  |  |  | Not Solar Ready | No | 141660 | Fair | > 20 years | No | 2022 | 2022-07-07 | 10010 | 40.7385 | -73.9825 | 106 | 64 | 1019775 | 1009040024 | Gramercy
11 | DOE | X020 | 3050 Webster Ave | X020; 3050 Webster Ave | Bronx | Yes |  | 0 |  |  | 0 |  | Not collected |  |  |  |  | Not Solar Ready | No | 141932 | Fair | > 20 years | No | 2022 | 2022-07-07 | 10467 | 40.87 | -73.8789 | 207 | 425 | 2086851 | 2033300001 | Norwood
24 | DHS | Briarwood Residence | 80-20 134th St | Briarwood Residence; 80-20 134th St | Queens | Yes |  | 0 |  |  | 0 |  | Not collected |  |  |  |  | Not Solar Ready | No | 142000 | Good | 5 to 9 years | No | 2022 | 2022-07-07 | 11435 | 40.7155 | -73.8244 | 408 | 22001 | 4314908 | 4096620020 | Briarwood-Jamaica Hills
36 | DOE | K258 | 141 Macon St | K258; 141 Macon St | Brooklyn | Yes |  | 0 |  |  | 0 |  | Not collected |  |  |  |  | Not Solar Ready | No | 142000 | Fair | > 20 years | No | 2022 | 2022-07-07 | 11216 | 40.6816 | -73.9454 | 303 | 269 | 3053075 | 3018450001 | Bedford
8 | DOE | M101 | 141 East 111 St | M101; 141 East 111 St | Manhattan | Yes |  | 0 |  |  | 0 |  | Not collected |  |  |  |  | Not Solar Ready | No | 142925 | Between Good and Fair | 10 to 14 years | No | 2022 | 2022-07-07 | 10029 | 40.7956 | -73.9444 | 111 | 172 | 1081346 | 1016390003 | East Harlem South
6 | DOE | M044 | 100 West 77 St | M044; 100 West 77 St | Manhattan | No |  | 0 |  |  | 0 |  | Not collected |  |  |  |  | Not Solar Ready | No | 143000 | Fair | > 20 years | No | 2022 | 2022-07-07 | 10024 | 40.7808 | -73.9769 | 107 | 161 | 1030178 | 1011480014 | Upper West Side
45 | DOE | K285 | 5905 Beverly Rd | K285; 5905 Beverly Rd | Brooklyn | Yes |  | 0 |  |  | 0 |  | Not collected |  |  |  |  | Not Solar Ready | No | 144000 | Fair | > 20 years | No | 2022 | 2022-07-07 | 11203 | 40.6469 | -73.921 | 317 | 936 | 3104599 | 3047440001 | Rugby-Remsen Village
51 | DOE | R024 | 225 Cleveland Ave | R024; 225 Cleveland Ave | Staten Island | No |  | 0 |  |  | 0 |  | Not collected |  |  |  |  | Not Solar Ready | No | 144000 | Between Fair and Poor | 10 to 14 years | No | 2022 | 2022-07-07 | 10308 | 40.5453 | -74.1463 | 503 | 13203 | 5065854 | 5051530108 | Great Kills
7 | DOE | M165 | 234 West 109 St | M165; 234 West 109 St | Manhattan | Yes |  | 0 |  |  | 0 |  | Not collected |  |  |  |  | Not Solar Ready | No | 144125 | Between Fair and Poor | > 20 years | No | 2022 | 2022-07-07 | 10025 | 40.8029 | -73.9656 | 107 | 195 | 1056676 | 1018800013 | Morningside Heights
15 | DOE | X045 | 2502 Lorillard Pl | X045; 2502 Lorillard Pl | Bronx | Yes |  | 0 |  |  | 0 |  | Not collected |  |  |  |  | Not Solar Ready | No | 144125 | Fair | > 20 years | No | 2022 | 2022-07-07 | 10458 | 40.8587 | -73.8872 | 206 | 387 | 2011937 | 2030670001 | Belmont
26 | DOE | Q725 | 21-16 44th Rd | Q725; 21-16 44th Rd | Queens | No |  | 0 |  |  | 0 |  | Not collected |  |  |  |  | Not Solar Ready | No | 145025 | Fair | 10 to 14 years | No | 2022 | 2022-07-07 | 11101 | 40.7487 | -73.9464 | 402 | 19 | 4005184 | 4004380026 | Hunters Point-Sunnyside-West Maspeth
44 | DOE | K180 | 5601 16th Ave | K180; 5601 16th Ave | Brooklyn | Yes |  | 0 |  |  | 0 |  | Not collected |  |  |  |  | Not Solar Ready | No | 145200 | Fair | > 20 years | No | 2022 | 2022-07-07 | 11204 | 40.627 | -73.9897 | 312 | 470 | 3130809 | 3054920001 | Borough Park
47 | DOE | K228 | 228 Avenue S | K228; 228 Avenue S | Brooklyn | No |  | 0 |  |  | 0 |  | Not collected |  |  |  |  | Not Solar Ready | No | 145200 | Fair | > 20 years | No | 2022 | 2022-07-07 | 11223 | 40.6013 | -73.977 | 311 | 410 | 3190273 | 3070840001 | Bensonhurst East
36 | DOE | K033 | 70 Tompkins Ave | K033; 70 Tompkins Ave | Brooklyn | Yes |  | 0 |  |  | 0 |  | Not collected |  |  |  |  | Not Solar Ready | No | 146000 | Fair | > 20 years | No | 2022 | 2022-07-07 | 11206 | 40.6972 | -73.9466 | 303 | 257 | 3048517 | 3017430018 | Bedford
4 | NYPL | Mid-Manhattan Library | 455 5th Ave | Mid-Manhattan Library; 455 5th Ave | Manhattan | No |  | 0 |  |  | 0 |  | Not collected |  |  |  |  | Not Solar Ready | No | 146157 | Good | 10 to 14 years | No | 2022 | 2022-07-07 | 10016 | 40.752 | -73.982 | 105 | 82 | 1017602 | 1008690074 | Murray Hill-Kips Bay
32 | DOE | Q180 | 320 Beach 104 St | Q180; 320 Beach 104 St | Queens | No |  | 0 |  |  | 0 |  | Not collected |  |  |  |  | Not Solar Ready | No | 146400 | Poor | > 20 years | No | 2022 | 2022-07-07 | 11694 | 40.5841 | -73.8257 | 414 | 938 | 4303722 | 4161590012 | Breezy Point-Belle Harbor-Rockaway Park-Broad Channel
38 | DOE | K227 | 6500 16th Ave | K227; 6500 16th Ave | Brooklyn | Yes |  | 0 |  |  | 0 |  | Not collected |  |  |  |  | Not Solar Ready | No | 146400 | Poor | > 20 years | No | 2022 | 2022-07-07 | 11204 | 40.6219 | -73.995 | 311 | 250 | 3133741 | 3055510018 | Bensonhurst West
2 | DOE | M104 | 330 East 21 St | M104; 330 East 21 St | Manhattan | No |  | 0 |  |  | 0 |  | Not collected |  |  |  |  | Not Solar Ready | No | 146575 | Poor | > 20 years | No | 2022 | 2022-07-07 | 10010 | 40.7361 | -73.9807 | 106 | 64 | 1081671 | 1009260001 | Gramercy
35 | DOE | K113 | 300 Adelphi St | K113; 300 Adelphi St | Brooklyn | No |  | 0 |  |  | 0 |  | Not collected |  |  |  |  | Not Solar Ready | No | 147000 | Fair | > 20 years | No | 2022 | 2022-07-07 | 11205 | 40.6888 | -73.971 | 302 | 181 | 3059051 | 3021030004 | Fort Greene
38 | DOE | K314 | 330 59 St | K314; 330 59 St | Brooklyn | Yes |  | 0 |  |  | 0 |  | Not collected |  |  |  |  | Not Solar Ready | No | 147000 | Between Good and Fair | 15 to 19 years | No | 2022 | 2022-07-07 | 11220 | 40.6421 | -74.019 | 307 | 74 | 3016258 | 3008620012 | Sunset Park West
12 | DOE | X160 | 4140 Hutchinson River Pkwy | X160; 4140 Hutchinson River Pkwy | Bronx | Yes |  | 0 |  |  | 0 |  | Not collected |  |  |  |  | Not Solar Ready | No | 147600 | Fair | > 20 years | No | 2022 | 2022-07-07 | 10475 | 40.8647 | -73.8243 | 210 | 302 | 2072352 | 2051350200 | Co-op City
21 | DOE | Q016 | 41-15 104 St | Q016; 41-15 104 St | Queens | Yes |  | 0 |  |  | 0 |  | Not collected |  |  |  |  | Not Solar Ready | No | 147600 | Fair | 10 to 14 years | No | 2022 | 2022-07-07 | 11368 | 40.749 | -73.8612 | 404 | 403 | 4048820 | 4019850001 | North Corona
42 | DOE | K346 | 1400 Pennsylvania Ave | K346; 1400 Pennsylvania Ave | Brooklyn | Yes |  | 0 |  |  | 0 |  | Not collected |  |  |  |  | Not Solar Ready | No | 147600 | Fair | 10 to 14 years | No | 2022 | 2022-07-07 | 11239 | 40.6473 | -73.8811 | 305 | 105804 | 3098294 | 3044520025 | Starrett City
44 | DOE | K096 | 99 Avenue P | K096; 99 Avenue P | Brooklyn | Yes |  | 0 |  |  | 0 |  | Not collected |  |  |  |  | Not Solar Ready | No | 147600 | Fair | > 20 years | No | 2022 | 2022-07-07 | 11204 | 40.6075 | -73.9847 | 311 | 430 | 3174076 | 3065950033 | Bensonhurst East
29 | DOE | Q190 | 68-17 Austin St | Q190; 68-17 Austin St | Queens | No |  | 0 |  |  | 0 |  | Not collected |  |  |  |  | Not Solar Ready | No | 147725 | Poor | > 20 years | No | 2022 | 2022-07-07 | 11375 | 40.7227 | -73.8517 | 406 | 71305 | 4075214 | 4031720002 | Forest Hills
9 | DOE | M030 | 144-176 East 128 St | M030; 144-176 East 128 St | Manhattan | Yes |  | 0 |  |  | 0 |  | Not collected |  |  |  |  | Not Solar Ready | No | 148000 | Between Fair and Poor | > 20 years | No | 2022 | 2022-07-07 | 10035 | 40.806 | -73.9352 | 111 | 242 | 1054502 | 1017760020 | East Harlem North
19 | DOE | Q067 | 51-60 Marathon Pkwy | Q067; 51-60 Marathon Pkwy | Queens | No |  | 0 |  |  | 0 |  | Not collected |  |  |  |  | Not Solar Ready | No | 148000 | Fair | 2 to 4 years | No | 2022 | 2022-07-07 | 11362 | 40.7627 | -73.7337 | 411 | 150701 | 4170797 | 4082210012 | Douglas Manor-Douglaston-Little Neck
23 | CUNY | Humanities Building | 222-25 56th Ave | Humanities Building; 222-25 56th Ave | Queens | Yes |  | 0 |  |  | 0 |  | Not collected |  |  |  |  | Not Solar Ready | No | 148066 | Poor | Unknown | No | 2022 | 2022-07-07 | 11364 | 40.7535 | -73.7578 | 411 | 138501 | 4439431 | 4074900002 | Oakland Gardens
42 | DOE | K072 | 605 Shepherd Ave | K072; 605 Shepherd Ave | Brooklyn | Yes |  | 0 |  |  | 0 |  | Not collected |  |  |  |  | Not Solar Ready | No | 148800 | Fair | > 20 years | No | 2022 | 2022-07-07 | 11208 | 40.6694 | -73.8796 | 305 | 1164 | 3090219 | 3040690001 | East New York
3 | FIT | Alumni Hall | 210 West 27th St | Alumni Hall; 210 West 27th St | Manhattan | No |  | 0 |  |  | 0 |  | Not collected |  |  |  |  | Not Solar Ready | No | 149614 | Poor | 15 to 19 years | No | 2022 | 2022-07-07 | 10001 | 40.7469 | -73.9945 | 105 | 95 | 1088614 | 1007760033 | Midtown-Midtown South
28 | DOE | Q650 | 94-06 104th St | Q650; 94-06 104th St | Queens | Yes |  | 0 |  |  | 0 |  | Not collected |  |  |  |  | Not Solar Ready | No | 149900 | Between Good and Fair | 10 to 14 years | No | 2022 | 2022-07-07 | 11416 | 40.6896 | -73.8407 | 409 | 114 | 4438609 | 4093810044 | Richmond Hill
20 | DOE | Q024 | 141-11 Holly Ave | Q024; 141-11 Holly Ave | Queens | Yes |  | 0 |  |  | 0 |  | Not collected |  |  |  |  | Not Solar Ready | No | 150000 | Poor | > 20 years | No | 2022 | 2022-07-07 | 11355 | 40.7515 | -73.8178 | 407 | 1205 | 4117403 | 4052010021 | East Flushing
30 | DOE | Q093 | 6656 Forest Ave | Q093; 6656 Forest Ave | Queens | No |  | 0 |  |  | 0 |  | Not collected |  |  |  |  | Not Solar Ready | No | 150000 | Between Fair and Poor | > 20 years | No | 2022 | 2022-07-07 | 11385 | 40.706 | -73.9026 | 405 | 589 | 4083511 | 4034900001 | Ridgewood
36 | DOE | K390 | 1224 Park Pl | K390; 1224 Park Pl | Brooklyn | Yes |  | 0 |  |  | 0 |  | Not collected |  |  |  |  | Not Solar Ready | No | 150000 | Between Fair and Poor | 15 to 19 years | No | 2022 | 2022-07-07 | 11213 | 40.6727 | -73.9369 | 308 | 343 | 3036405 | 3013700029 | Crown Heights North
49 | DCAS | 130 Stuyvesant Place Office | 130 Stuyvesant Pl | 130 Stuyvesant Place Office; 130 Stuyvesant Pl | Staten Island | Yes |  | 0 |  |  | 0 |  | Not collected |  |  |  |  | Not Solar Ready | No | 150300 | Fair | 15 to 19 years | No | 2022 | 2022-07-07 | 10301 | 40.6429 | -74.0769 | 501 | 3 | 5000085 | 5000080070 | West New Brighton-New Brighton-St. George
42 | DOE | K218 | 370 Fountain Ave | K218; 370 Fountain Ave | Brooklyn | Yes |  | 0 |  |  | 0 |  | Not collected |  |  |  |  | Not Solar Ready | No | 151000 | Between Fair and Poor | > 20 years | No | 2022 | 2022-07-07 | 11208 | 40.6707 | -73.8742 | 305 | 1118 | 3095977 | 3042780001 | East New York
43 | DEP | 26th Ward WRRF - Dewatering Building | 122-66 Flatlands Ave | 26th Ward WRRF - Dewatering Building; 122-66 Flatlands Ave | Brooklyn | Yes |  | 0 |  |  | 0 |  | Not collected |  |  |  |  | Not Solar Ready | No | 151256 | Fair | 10 to 14 years | No | 2022 | 2022-07-07 | 11207 | 40.6548 | -73.8815 | 305 | 1070 | 3000000 | 3044400001 | East New York
24 | DOE | Q216 | 64-20 175 St | Q216; 64-20 175 St | Queens | Yes |  | 0 |  |  | 0 |  | Not collected |  |  |  |  | Not Solar Ready | No | 151325 | Poor | > 20 years | No | 2022 | 2022-07-07 | 11365 | 40.7375 | -73.794 | 408 | 1341 | 4149078 | 4069030001 | Fresh Meadows-Utopia
1 | DOE | M056 | 220 Henry St | M056; 220 Henry St | Manhattan | Yes |  | 0 |  |  | 0 |  | Not collected |  |  |  |  | Not Solar Ready | No | 153000 | Fair | > 20 years | No | 2022 | 2022-07-07 | 10002 | 40.7137 | -73.9863 | 103 | 201 | 1003223 | 1002690041 | Lower East Side
18 | DOE | X127 | 1560 Purdy St | X127; 1560 Purdy St | Bronx | Yes |  | 0 |  |  | 0 |  | Not collected |  |  |  |  | Not Solar Ready | No | 153725 | Fair | > 20 years | No | 2022 | 2022-07-07 | 10462 | 40.8379 | -73.8535 | 209 | 222 | 2041247 | 2039480055 | Parkchester
16 | DOE | X970 | 1595 Bathgate Ave | X970; 1595 Bathgate Ave | Bronx | Yes |  | 0 |  |  | 0 |  | Not collected |  |  |  |  | Not Solar Ready | No | 154000 | Fair | 10 to 14 years | No | 2022 | 2022-07-07 | 10457 | 40.8392 | -73.9013 | 203 | 167 | 2009555 | 2029130001 | Claremont-Bathgate
35 | HHC | Cumberland Diagnostic and Treatment Center | 100 North Portland Ave | Cumberland Diagnostic and Treatment Center; 100 North Portland Ave | Brooklyn | Yes |  | 0 |  |  | 0 |  | Not collected |  |  |  |  | Not Solar Ready | No | 154800 | Between Fair and Poor | Unknown | No | 2022 | 2022-07-07 | 11205 | 40.6953 | -73.9762 | 302 | 2901 | 3251647 | 3020390101 | Fort Greene
17 | DOE | X650 | 900 Tinton Ave | X650; 900 Tinton Ave | Bronx | Yes |  | 0 |  |  | 0 |  | Not collected |  |  |  |  | Not Solar Ready | No | 154951 | Poor | > 20 years | No | 2022 | 2022-07-07 | 10456 | 40.8217 | -73.9035 | 203 | 133 | 2004807 | 2026680001 | Morrisania-Melrose
47 | DOE | K239 | 2401 Neptune Ave | K239; 2401 Neptune Ave | Brooklyn | Yes |  | 0 |  |  | 0 |  | Not collected |  |  |  |  | Not Solar Ready | No | 155000 | Fair | > 20 years | No | 2022 | 2022-07-07 | 11224 | 40.5782 | -73.992 | 313 | 330 | 3188221 | 3069650140 | Seagate-Coney Island
14 | DOT | Jerome 190th Street Parking Garage | 2476 Jerome Ave | Jerome 190th Street Parking Garage; 2476 Jerome Ave | Bronx | Yes |  | 0 |  |  | 0 |  | Not collected |  |  |  |  | Not Solar Ready | No | 155400 | Unknown | Unknown | No | 2022 | 2022-07-07 | 10468 | 40.8632 | -73.9007 | 207 | 401 | 2014125 | 2031890009 | Bedford Park-Fordham North
28 | DOE | Q875 | 142-10 Linden Blvd 114-43 142 St | Q875; 142-10 Linden Blvd 114-43 142 St | Queens | Yes |  | 0 |  |  | 0 |  | Not collected |  |  |  |  | Not Solar Ready | No | 156000 | Between Good and Fair | 5 to 9 years | No | 2022 | 2022-07-07 | 11436 | 40.6841 | -73.8015 | 412 | 192 | 4259200 | 4119720070 | Baisley Park
46 | DOE | K078 | 1420 East 68 St | K078; 1420 East 68 St | Brooklyn | Yes |  | 0 |  |  | 0 |  | Not collected |  |  |  |  | Not Solar Ready | No | 156000 | Fair | > 20 years | No | 2022 | 2022-07-07 | 11234 | 40.6212 | -73.9129 | 318 | 69602 | 3236496 | 3083880002 | Georgetown-Marine Park-Bergen Beach-Mill Basin
38 | DOE | K564 | 153 35th St | K564; 153 35th St | Brooklyn | Yes |  | 0 |  |  | 0 |  | Not collected |  |  |  |  | Not Solar Ready | No | 157000 | Good | 10 to 14 years | No | 2022 | 2022-07-07 | 11232 | 40.6557 | -74.0052 | 307 | 84 | 3394175 | 3006880050 | Sunset Park West
18 | DOE | X123 | 1025 Morrison Ave | X123; 1025 Morrison Ave | Bronx | Yes |  | 0 |  |  | 0 |  | Not collected |  |  |  |  | Not Solar Ready | No | 157200 | Fair | > 20 years | No | 2022 | 2022-07-07 | 10472 | 40.8254 | -73.8737 | 209 | 48 | 2087014 | 2037180001 | Soundview-Bruckner
40 | DOE | K141 | 655 Parkside Ave | K141; 655 Parkside Ave | Brooklyn | Yes |  | 0 |  |  | 0 |  | Not collected |  |  |  |  | Not Solar Ready | No | 157200 | Fair | > 20 years | No | 2022 | 2022-07-07 | 11226 | 40.6562 | -73.9516 | 309 | 802 | 3378201 | 3050500051 | Prospect Lefferts Gardens-Wingate
41 | DOE | K323 | 210 Chester St | K323; 210 Chester St | Brooklyn | Yes |  | 0 |  |  | 0 |  | Not collected |  |  |  |  | Not Solar Ready | No | 157200 | Between Fair and Poor | 10 to 14 years | No | 2022 | 2022-07-07 | 11212 | 40.6665 | -73.9109 | 316 | 924 | 3081442 | 3035420001 | Brownsville
35 | DOE | K320 | 46 Mckeever Pl | K320; 46 Mckeever Pl | Brooklyn | Yes |  | 0 |  |  | 0 |  | Not collected |  |  |  |  | Not Solar Ready | No | 158000 | Fair | > 20 years | No | 2022 | 2022-07-07 | 11225 | 40.665 | -73.959 | 309 | 325 | 3034356 | 3013010001 | Crown Heights South
16 | DOE | X022 | 270 East 167th St | X022; 270 East 167th St | Bronx | Yes |  | 0 |  |  | 0 |  | Not collected |  |  |  |  | Not Solar Ready | No | 158575 | Poor | > 20 years | No | 2022 | 2022-07-07 | 10456 | 40.8331 | -73.914 | 204 | 175 | 2002410 | 2024380050 | East Concourse-Concourse Village
8 | DOE | X149 | 360 East 145 St | X149; 360 East 145 St | Bronx | Yes |  | 0 |  |  | 0 |  | Not collected |  |  |  |  | Not Solar Ready | No | 159600 | Fair | > 20 years | No | 2022 | 2022-07-07 | 10454 | 40.814 | -73.9208 | 201 | 43 | 2097038 | 2023060054 | Mott Haven-Port Morris
40 | DOE | K062 | 700 Cortelyou Rd | K062; 700 Cortelyou Rd | Brooklyn | No |  | 0 |  |  | 0 |  | Not collected |  |  |  |  | Not Solar Ready | No | 159600 | Fair | > 20 years | No | 2022 | 2022-07-07 | 11218 | 40.6387 | -73.9717 | 312 | 490 | 3126842 | 3053910001 | Kensington-Ocean Parkway
51 | DOE | R004 | 200 Nedra Ln | R004; 200 Nedra Ln | Staten Island | No |  | 0 |  |  | 0 |  | Not collected |  |  |  |  | Not Solar Ready | No | 159775 | Between Fair and Poor | > 20 years | No | 2022 | 2022-07-07 | 10312 | 40.553 | -74.1946 | 503 | 17010 | 5079499 | 5060250030 | Arden Heights
49 | DOE | R027 | 11 Clove Lake Pl | R027; 11 Clove Lake Pl | Staten Island | No |  | 0 |  |  | 0 |  | Not collected |  |  |  |  | Not Solar Ready | No | 160000 | Poor | 15 to 19 years | No | 2022 | 2022-07-07 | 10310 | 40.6282 | -74.117 | 501 | 125 | 5008403 | 5003080001 | West New Brighton-New Brighton-St. George
7 | DOE | M125 | 425 West 123 St | M125; 425 West 123 St | Manhattan | Yes |  | 0 |  |  | 0 |  | Not collected |  |  |  |  | Not Solar Ready | No | 160925 | Between Fair and Poor | > 20 years | No | 2022 | 2022-07-07 | 10027 | 40.8104 | -73.9558 | 109 | 20901 | 1059526 | 1019640012 | Morningside Heights
23 | DOE | Q172 | 81-14 257 St | Q172; 81-14 257 St | Queens | Yes |  | 0 |  |  | 0 |  | Not collected |  |  |  |  | Not Solar Ready | No | 160975 | Fair | > 20 years | No | 2022 | 2022-07-07 | 11004 | 40.7419 | -73.713 | 413 | 157902 | 4178464 | 4087310004 | Glen Oaks-Floral Park-New Hyde Park
12 | DOE | X113 | 3710 Barnes Ave | X113; 3710 Barnes Ave | Bronx | Yes |  | 0 |  |  | 0 |  | Not collected |  |  |  |  | Not Solar Ready | No | 161000 | Between Fair and Poor | 15 to 19 years | No | 2022 | 2022-07-07 | 10467 | 40.8809 | -73.8609 | 212 | 390 | 2058396 | 2046750020 | Williamsbridge-Olinville
15 | DOE | X070 | 1691 Weeks Ave | X070; 1691 Weeks Ave | Bronx | Yes |  | 0 |  |  | 0 |  | Not collected |  |  |  |  | Not Solar Ready | No | 161473 | Fair | > 20 years | No | 2022 | 2022-07-07 | 10457 | 40.8443 | -73.9076 | 204 | 22902 | 2007387 | 2027930028 | Mount Hope
33 | DOC | Brooklyn House of Detention #129 | 275 Atlantic Ave | Brooklyn House of Detention #129; 275 Atlantic Ave | Brooklyn | No |  | 0 |  |  | 0 |  | Not collected |  |  |  |  | Not Solar Ready | No | 161765 | Fair | 15 to 19 years | No | 2022 | 2022-07-07 | 11201 | 40.6889 | -73.99 | 302 | 43 | 3000605 | 3001750001 | DUMBO-Vinegar Hill-Downtown Brooklyn-Boerum Hill
34 | DOE | Q849 | 976 Seneca Ave | Q849; 976 Seneca Ave | Queens | No |  | 0 |  |  | 0 |  | Not collected |  |  |  |  | Not Solar Ready | No | 162000 | Between Good and Fair | 5 to 9 years | No | 2022 | 2022-07-07 | 11385 | 40.6995 | -73.9021 | 405 | 555 | 4085922 | 4035630023 | Ridgewood
7 | DOE | M153 | 1750 Amsterdam Ave | M153; 1750 Amsterdam Ave | Manhattan | Yes |  | 0 |  |  | 0 |  | Not collected |  |  |  |  | Not Solar Ready | No | 162125 | Fair | 10 to 14 years | No | 2022 | 2022-07-07 | 10031 | 40.8263 | -73.9468 | 109 | 233 | 1081834 | 1020780019 | Hamilton Heights
14 | DOE | X015 | 2195 Andrews Ave | X015; 2195 Andrews Ave | Bronx | Yes |  | 0 |  |  | 0 |  | Not collected |  |  |  |  | Not Solar Ready | No | 162125 | Between Fair and Poor | > 20 years | No | 2022 | 2022-07-07 | 10453 | 40.8588 | -73.9097 | 207 | 255 | 2096013 | 2032240009 | Kingsbridge Heights
11 | DOE | X368 | 2975 Tibbett Ave | X368; 2975 Tibbett Ave | Bronx | Yes |  | 0 |  |  | 0 |  | Not collected |  |  |  |  | Not Solar Ready | No | 162677 | Fair | 10 to 14 years | No | 2022 | 2022-07-07 | 10463 | 40.8794 | -73.9099 | 208 | 29302 | 2112838 | 2057160725 | Spuyten Duyvil-Kingsbridge
42 | DOE | K292 | 301 Vermont St | K292; 301 Vermont St | Brooklyn | Yes |  | 0 |  |  | 0 |  | Not collected |  |  |  |  | Not Solar Ready | No | 163000 | Fair | 5 to 9 years | No | 2022 | 2022-07-07 | 11207 | 40.672 | -73.8939 | 305 | 1144 | 3083931 | 3037400001 | East New York (Pennsylvania Ave)
49 | DOE | R049 | 101 Warren St | R049; 101 Warren St | Staten Island | Yes |  | 0 |  |  | 0 |  | Not collected |  |  |  |  | Not Solar Ready | No | 163200 | Fair | 10 to 14 years | No | 2022 | 2022-07-07 | 10304 | 40.6203 | -74.0816 | 501 | 29 | 5014184 | 5005560080 | Stapleton-Rosebank
31 | DOE | Q053 | 10-45 meoke St | Q053; 10-45 meoke St | Queens | Yes |  | 0 |  |  | 0 |  | Not collected |  |  |  |  | Not Solar Ready | No | 164000 | Poor | > 20 years | No | 2022 | 2022-07-07 | Unknown | Unknown | Unknown |  |  |  | Unknown | Unknown
12 | DOE | X180 | 700 Baychester Ave | X180; 700 Baychester Ave | Bronx | No |  | 0 |  |  | 0 |  | Not collected |  |  |  |  | Not Solar Ready | No | 164400 | Between Fair and Poor | 10 to 14 years | No | 2022 | 2022-07-07 | 10475 | 40.873 | -73.8338 | 210 | 46201 | 2116158 | 2051410150 | Co-op City
19 | DOE | Q158 | 46-35 Oceania St | Q158; 46-35 Oceania St | Queens | Yes |  | 0 |  |  | 0 |  | Not collected |  |  |  |  | Not Solar Ready | No | 164525 | Between Good and Fair | > 20 years | No | 2022 | 2022-07-07 | 11361 | 40.7561 | -73.7729 | 411 | 1447 | 4438325 | 4073120001 | Bayside-Bayside Hills
10 | DOE | M052 | 650 Academy St | M052; 650 Academy St | Manhattan | Yes |  | 0 |  |  | 0 |  | Not collected |  |  |  |  | Not Solar Ready | No | 164575 | Fair | 10 to 14 years | No | 2022 | 2022-07-07 | 10034 | 40.8661 | -73.9248 | 112 | 291 | 1076776 | 1022330020 | Marble Hill-Inwood
28 | DOE | Q108 | 108-10 109 Ave | Q108; 108-10 109 Ave | Queens | Yes |  | 0 |  |  | 0 |  | Not collected |  |  |  |  | Not Solar Ready | No | 164575 | Fair | > 20 years | No | 2022 | 2022-07-07 | 11420 | 40.6796 | -73.8315 | 410 | 96 | 4247572 | 4114750011 | South Ozone Park
3 | DOE | M933 | 425 West 33rd St | M933; 425 West 33rd St | Manhattan | No |  | 0 |  |  | 0 |  | Not collected |  |  |  |  | Not Solar Ready | No | 164790 | Fair | > 20 years | No | 2022 | 2022-07-07 | 10001 | 40.7531 | -73.9976 | 104 | 103 | 1012851 | 1007310054 | Hudson Yards-Chelsea-Flatiron-Union Square
12 | DOE | X178 | 850 Baychester Ave | X178; 850 Baychester Ave | Bronx | No |  | 0 |  |  | 0 |  | Not collected |  |  |  |  | Not Solar Ready | No | 165600 | Between Fair and Poor | 10 to 14 years | No | 2022 | 2022-07-07 | 10475 | 40.8759 | -73.8339 | 210 | 46201 | 2116161 | 2051410150 | Co-op City
9 | HHC | Women's Pavilion | 15 West 136th St | Women's Pavilion; 15 West 136th St | Manhattan | No |  | 0 |  |  | 0 |  | Not collected |  |  |  |  | Not Solar Ready | No | 165900 | Poor | > 20 years | No | 2022 | 2022-07-07 | 10037 | 40.8139 | -73.9383 | 110 | 212 | 1082170 | 1017340001 | Central Harlem North-Polo Grounds
15 | DOE | X660 | 2474 Croto Ave | X660; 2474 Croto Ave | Bronx | Yes |  | 0 |  |  | 0 |  | Not collected |  |  |  |  | Not Solar Ready | No | 166800 | Poor | 15 to 19 years | No | 2022 | 2022-07-07 | Unknown | Unknown | Unknown |  |  |  | Unknown | Unknown
35 | DOE | K265 | 101 Park Ave | K265; 101 Park Ave | Brooklyn | Yes |  | 0 |  |  | 0 |  | Not collected |  |  |  |  | Not Solar Ready | No | 166800 | Fair | 10 to 14 years | No | 2022 | 2022-07-07 | 11205 | 40.6963 | -73.9758 | 302 | 211 | 3057942 | 3020280001 | Fort Greene
40 | DOE | K061 | 400 Empire Blvd | K061; 400 Empire Blvd | Brooklyn | Yes |  | 0 |  |  | 0 |  | Not collected |  |  |  |  | Not Solar Ready | No | 168000 | Between Fair and Poor | 15 to 19 years | No | 2022 | 2022-07-07 | 11225 | 40.664 | -73.9492 | 309 | 329 | 3337872 | 3013160015 | Prospect Lefferts Gardens-Wingate
6 | DOE | M118 | 154 West 93 St | M118; 154 West 93 St | Manhattan | No |  | 0 |  |  | 0 |  | Not collected |  |  |  |  | Not Solar Ready | No | 168175 | Under Construction | Under Construction | No | 2022 | 2022-07-07 | 10025 | 40.7917 | -73.9708 | 107 | 177 | 1032522 | 1012230005 | Upper West Side
45 | DOE | K240 | 2500 Nostrand Ave | K240; 2500 Nostrand Ave | Brooklyn | Yes |  | 0 |  |  | 0 |  | Not collected |  |  |  |  | Not Solar Ready | No | 169200 | Poor | > 20 years | No | 2022 | 2022-07-07 | 11210 | 40.6236 | -73.9463 | 314 | 748 | 3208638 | 3076290030 | Midwood
27 | DOE | Q059 | 132-55 Ridgedale St | Q059; 132-55 Ridgedale St | Queens | Yes |  | 0 |  |  | 0 |  | Not collected |  |  |  |  | Not Solar Ready | No | 169375 | Between Good and Fair | > 20 years | No | 2022 | 2022-07-07 | 11413 | 40.6817 | -73.7534 | 412 | 352 | 4274083 | 4127230076 | St. Albans
1 | DCAS | Tweed Courthouse | 52 Chambers St | Tweed Courthouse; 52 Chambers St | Manhattan | No |  | 0 |  |  | 0 |  | Not collected |  |  |  |  | Not Solar Ready | No | 170131 | Fair | 15 to 19 years | No | 2022 | 2022-07-07 | 10007 | 40.7138 | -74.0056 | 101 | 31 | 1079146 | 1001220001 | SoHo-TriBeCa-Civic Center-Little Italy
34 | DOE | K147 | 325 Bushwick Ave | K147; 325 Bushwick Ave | Brooklyn | No |  | 0 |  |  | 0 |  | Not collected |  |  |  |  | Not Solar Ready | No | 170400 | Poor | > 20 years | No | 2022 | 2022-07-07 | 11206 | 40.7052 | -73.9394 | 301 | 485 | 3071418 | 3030910001 | Bushwick South
33 | DOE | K610 | 50 Bedford Ave | K610; 50 Bedford Ave | Brooklyn | No |  | 0 |  |  | 0 |  | Not collected |  |  |  |  | Not Solar Ready | No | 172800 | Poor | > 20 years | No | 2022 | 2022-07-07 | 11222 | 40.722 | -73.9533 | 301 | 517 | 3066698 | 3026700001 | North Side-South Side
16 | DHS | Webster Avenue SRO | 1075 Webster Ave | Webster Avenue SRO; 1075 Webster Ave | Bronx | Yes |  | 0 |  |  | 0 |  | Not collected |  |  |  |  | Not Solar Ready | No | 174600 | Good | Unknown | No | 2022 | 2022-07-07 | 10456 | 40.8289 | -73.9116 | 204 | 143 | 2102353 | 2024250020 | East Concourse-Concourse Village
40 | HHC | Dr. Susan Smity McKinney Nursing and Rehabilitation Center | 594 Albany Ave | Dr. Susan Smity McKinney Nursing and Rehabilitation Center; 594 Albany Ave | Brooklyn | Yes |  | 0 |  |  | 0 |  | Not collected |  |  |  |  | Not Solar Ready | No | 175193 | Between Good and Fair | > 20 years | No | 2022 | 2022-07-07 | 11203 | 40.66 | -73.9397 | 309 | 808 | 3327674 | 3048120001 | Prospect Lefferts Gardens-Wingate
36 | DOE | K625 | 150 Albany Ave | K625; 150 Albany Ave | Brooklyn | Yes |  | 0 |  |  | 0 |  | Not collected |  |  |  |  | Not Solar Ready | No | 175200 | Under Construction | Under Construction | No | 2022 | 2022-07-07 | 11213 | 40.6756 | -73.9388 | 308 | 311 | 3030553 | 3012160046 | Crown Heights North
17 | DOE | X084 | 1434 Longfellow Ave | X084; 1434 Longfellow Ave | Bronx | Yes |  | 0 |  |  | 0 |  | Not collected |  |  |  |  | Not Solar Ready | No | 176000 | Poor | > 20 years | No | 2022 | 2022-07-07 | 10459 | 40.8306 | -73.8876 | 203 | 123 | 2010910 | 2030070008 | Crotona Park East
18 | DOE | X194 | 1301 Zerega Ave | X194; 1301 Zerega Ave | Bronx | Yes |  | 0 |  |  | 0 |  | Not collected |  |  |  |  | Not Solar Ready | No | 176400 | Fair | > 20 years | No | 2022 | 2022-07-07 | 10462 | 40.835 | -73.8455 | 210 | 96 | 2103494 | 2038340070 | Westchester-Unionport
37 | DOE | K615 | 1 Wells St | K615; 1 Wells St | Brooklyn | Yes |  | 0 |  |  | 0 |  | Not collected |  |  |  |  | Not Solar Ready | No | 177000 | Between Fair and Poor | > 20 years | No | 2022 | 2022-07-07 | 11208 | 40.6783 | -73.876 | 305 | 1196 | 3327249 | 3041550075 | East New York
29 | DOC | Queens Detention Complex Main Building | 126-02 82nd Ave | Queens Detention Complex Main Building; 126-02 82nd Ave | Queens | Yes |  | 0 |  |  | 0 |  | Not collected |  |  |  |  | Not Solar Ready | No | 177554 | Between Fair and Poor | > 20 years | No | 2022 | 2022-07-07 | 11415 | 40.7137 | -73.8261 | 409 | 216 | 4458616 | 4096530001 | Kew Gardens
36 | DOE | K138 | 760 Prospect Pl | K138; 760 Prospect Pl | Brooklyn | Yes |  | 0 |  |  | 0 |  | Not collected |  |  |  |  | Not Solar Ready | No | 177600 | Between Fair and Poor | > 20 years | No | 2022 | 2022-07-07 | 11216 | 40.6744 | -73.9514 | 308 | 31701 | 3330794 | 3012330026 | Crown Heights North
2 | NYPD | 350 2nd Ave - NYPD (Space) | 350 2nd Ave | 350 2nd Ave - NYPD (Space); 350 2nd Ave | Manhattan | No |  | 0 |  |  | 0 |  | Not collected |  |  |  |  | Not Solar Ready | No | 177800 | Unknown | Unknown | No | 2022 | 2022-07-07 | 10010 | 40.7363 | -73.9821 | 106 | 64 | 1081671 | 1009260001 | Gramercy
30 | DOE | Q073 | 70-02 54 Ave | Q073; 70-02 54 Ave | Queens | No |  | 0 |  |  | 0 |  | Not collected |  |  |  |  | Not Solar Ready | No | 177928 | Between Good and Fair | 10 to 14 years | No | 2022 | 2022-07-07 | 11378 | 40.7292 | -73.8936 | 405 | 49302 | 4058611 | 4025030031 | Maspeth
1 | DOE | M131 | 100 Hester St | M131; 100 Hester St | Manhattan | Yes |  | 0 |  |  | 0 |  | Not collected |  |  |  |  | Not Solar Ready | No | 180000 | Between Good and Fair | 5 to 9 years | No | 2022 | 2022-07-07 | 10002 | 40.7166 | -73.9931 | 103 | 16 | 1082489 | 1003010003 | Chinatown
37 | DOE | K660 | 145 Pennsylvania Ave | K660; 145 Pennsylvania Ave | Brooklyn | Yes |  | 0 |  |  | 0 |  | Not collected |  |  |  |  | Not Solar Ready | No | 180000 | Between Good and Fair | 10 to 14 years | No | 2022 | 2022-07-07 | 11207 | 40.6741 | -73.8964 | 305 | 1144 | 3083660 | 3037040001 | East New York (Pennsylvania Ave)
50 | DSNY | Arthur Kill Road | Arthur Kill Rd | Arthur Kill Road; Arthur Kill Rd | Staten Island | No |  | 0 |  |  | 0 |  | Not collected |  |  |  |  | Not Solar Ready | No | 180000 | Unknown | Unknown | No | 2022 | 2022-07-07 | Unknown | Unknown | Unknown |  |  |  | Unknown | Unknown
25 | DOE | Q005 | 50-40 Jacobus St | Q005; 50-40 Jacobus St | Queens | Yes |  | 0 |  |  | 0 |  | Not collected |  |  |  |  | Not Solar Ready | No | 180166 | Between Good and Fair | > 20 years | No | 2022 | 2022-07-07 | 11373 | 40.7377 | -73.8874 | 404 | 489 | 4454423 | 4024500017 | Elmhurst-Maspeth
8 | DOE | M013 | 1573 Madison Ave | M013; 1573 Madison Ave | Manhattan | Yes |  | 0 |  |  | 0 |  | Not collected |  |  |  |  | Not Solar Ready | No | 180175 | Fair | > 20 years | No | 2022 | 2022-07-07 | 10029 | 40.7938 | -73.9494 | 111 | 17401 | 1051515 | 1016120050 | East Harlem South
32 | DOE | Q202 | 138-30 Lafayette St | Q202; 138-30 Lafayette St | Queens | No |  | 0 |  |  | 0 |  | Not collected |  |  |  |  | Not Solar Ready | No | 180175 | Fair | > 20 years | No | 2022 | 2022-07-07 | 11417 | 40.6712 | -73.8451 | 410 | 58 | 4245993 | 4114030001 | Ozone Park
26 | DOE | Q125 | 46-02 47 Ave | Q125; 46-02 47 Ave | Queens | No |  | 0 |  |  | 0 |  | Not collected |  |  |  |  | Not Solar Ready | No | 181000 | Poor | 10 to 14 years | No | 2022 | 2022-07-07 | 11377 | 40.7411 | -73.9189 | 402 | 235 | 4052874 | 4022840006 | Hunters Point-Sunnyside-West Maspeth
33 | DOE | K318 | 101 Walton St | K318; 101 Walton St | Brooklyn | Yes |  | 0 |  |  | 0 |  | Not collected |  |  |  |  | Not Solar Ready | No | 181200 | Fair | > 20 years | No | 2022 | 2022-07-07 | 11206 | 40.7025 | -73.9489 | 301 | 509 | 3061328 | 3022460001 | Williamsburg
51 | DSNY | Fresh Kills Landfill - MTS | 299 West Service Rd | Fresh Kills Landfill - MTS; 299 West Service Rd | Staten Island | Yes |  | 0 |  |  | 0 |  | Not collected |  |  |  |  | Not Solar Ready | No | 182000 | Unknown | Unknown | No | 2022 | 2022-07-07 | Unknown | Unknown | Unknown |  |  |  | Unknown | Unknown
13 | DOE | X101 | 2750 Lafayette Ave | X101; 2750 Lafayette Ave | Bronx | Yes |  | 0 |  |  | 0 |  | Not collected |  |  |  |  | Not Solar Ready | No | 182525 | Between Fair and Poor | 15 to 19 years | No | 2022 | 2022-07-07 | 10465 | 40.8275 | -73.8298 | 210 | 152 | 2080231 | 2055470001 | Schuylerville-Throgs Neck-Edgewater Park
50 | DOE | R002 | 333 Midland Ave | R002; 333 Midland Ave | Staten Island | No |  | 0 |  |  | 0 |  | Not collected |  |  |  |  | Not Solar Ready | No | 182575 | Fair | 10 to 14 years | No | 2022 | 2022-07-07 | 10306 | 40.5767 | -74.1007 | 502 | 11202 | 5053571 | 5036960100 | New Dorp-Midland Beach
50 | DEP | Oakwood Beach WRRF - Treatment Building | 751 Mill Rd | Oakwood Beach WRRF - Treatment Building; 751 Mill Rd | Staten Island | No |  | 0 |  |  | 0 |  | Not collected |  |  |  |  | Not Solar Ready | No | 182813 | Between Fair and Poor | > 20 years | No | 2022 | 2022-07-07 | 10306 | 40.5535 | -74.1172 | 503 | 12805 | 5135536 | 5050670500 | Oakwood-Oakwood Beach
47 | DOE | K281 | 8787 24 Ave | K281; 8787 24 Ave | Brooklyn | Yes |  | 0 |  |  | 0 |  | Not collected |  |  |  |  | Not Solar Ready | No | 183600 | Fair | > 20 years | No | 2022 | 2022-07-07 | 11214 | 40.5953 | -73.9935 | 311 | 304 | 3186626 | 3068910001 | Bensonhurst East
46 | DOE | K068 | 956 East 82 St | K068; 956 East 82 St | Brooklyn | Yes |  | 0 |  |  | 0 |  | Not collected |  |  |  |  | Not Solar Ready | No | 184800 | Between Good and Fair | 10 to 14 years | No | 2022 | 2022-07-07 | 11236 | 40.6356 | -73.9108 | 318 | 956 | 3224947 | 3080180001 | Canarsie
7 | DOE | M195 | 625 West 133 St | M195; 625 West 133 St | Manhattan | Yes |  | 0 |  |  | 0 |  | Not collected |  |  |  |  | Not Solar Ready | No | 186000 | Poor | > 20 years | No | 2022 | 2022-07-07 | 10027 | 40.8195 | -73.9576 | 109 | 22302 | 1059942 | 1020010005 | Manhattanville
24 | DPR | Flushing Meadows Coro Park Campus | 131-00 Avery Ave | Flushing Meadows Coro Park Campus; 131-00 Avery Ave | Queens | No |  | 0 |  |  | 0 |  | Not collected |  |  |  |  | Not Solar Ready | No | 186050 | Unknown | Unknown | No | 2022 | 2022-07-07 | 11355 | 40.7521 | -73.8356 | 407 | 849 |  | Unknown | Flushing
16 | DOE | X145 | 1000 Teller Ave | X145; 1000 Teller Ave | Bronx | Yes |  | 0 |  |  | 0 |  | Not collected |  |  |  |  | Not Solar Ready | No | 186175 | Poor | > 20 years | No | 2022 | 2022-07-07 | 10456 | 40.8279 | -73.9144 | 204 | 173 | 2097111 | 2024240001 | East Concourse-Concourse Village
41 | DOE | K356 | 104 Sutter Ave | K356; 104 Sutter Ave | Brooklyn | Yes |  | 0 |  |  | 0 |  | Not collected |  |  |  |  | Not Solar Ready | No | 187200 | Fair | > 20 years | No | 2022 | 2022-07-07 | 11212 | 40.666 | -73.9181 | 316 | 900 | 3081276 | 3035350016 | Brownsville
46 | DOT | Fleet Services, BK Street Maintence | 6080 Flatlands Ave | Fleet Services, BK Street Maintence; 6080 Flatlands Ave | Brooklyn | Yes |  | 0 |  |  | 0 |  | Not collected |  |  |  |  | Not Solar Ready | No | 188071 | Poor | 15 to 19 years | No | 2022 | 2022-07-07 | 11236 | 40.6335 | -73.9164 | 318 | 998 | 3325350 | 3080120400 | Canarsie
37 | DOE | K296 | 125 Covert St | K296; 125 Covert St | Brooklyn | Yes |  | 0 |  |  | 0 |  | Not collected |  |  |  |  | Not Solar Ready | No | 188400 | Between Good and Fair | > 20 years | No | 2022 | 2022-07-07 | 11207 | 40.6884 | -73.9103 | 304 | 413 | 3079027 | 3034160001 | Bushwick South
26 | DOT | Office | 28-11 Queens Plz North | Office; 28-11 Queens Plz North | Queens | No |  | 0 |  |  | 0 |  | Not collected |  |  |  |  | Not Solar Ready | No | 188542 | Unknown | Unknown | No | 2022 | 2022-07-07 | 11101 | 40.7501 | -73.9382 | 401 | 33 | 4005022 | 4004170002 | Queensbridge-Ravenswood-Long Island City
25 | DOE | Q145 | 33-34 80 St | Q145; 33-34 80 St | Queens | No |  | 0 |  |  | 0 |  | Not collected |  |  |  |  | Not Solar Ready | No | 190000 | Poor | > 20 years | No | 2022 | 2022-07-07 | 11372 | 40.7547 | -73.8871 | 403 | 285 | 4442764 | 4012520001 | Jackson Heights
33 | DOE | K580 | 105 Johnson St | K580; 105 Johnson St | Brooklyn | No |  | 0 |  |  | 0 |  | Not collected |  |  |  |  | Not Solar Ready | No | 190000 | Good | 2 to 4 years | No | 2022 | 2022-07-07 | 11201 | 40.6949 | -73.986 | 302 | 13 | 3348041 | 3001310001 | DUMBO-Vinegar Hill-Downtown Brooklyn-Boerum Hill
4 | HHC | Ambulatory Care Building | 462 1st Ave | Ambulatory Care Building; 462 1st Ave | Manhattan | Yes |  | 0 |  |  | 0 |  | Not collected |  |  |  |  | Not Solar Ready | No | 192559 | Poor | 10 to 14 years | No | 2022 | 2022-07-07 | 10016 | 40.7392 | -73.9769 | 106 | 62 | 1086515 | 1009620100 | Murray Hill-Kips Bay
34 | DOE | K111 | 35 Starr St | K111; 35 Starr St | Brooklyn | No |  | 0 |  |  | 0 |  | Not collected |  |  |  |  | Not Solar Ready | No | 193200 | Poor | > 20 years | No | 2022 | 2022-07-07 | 11221 | 40.7007 | -73.9275 | 304 | 423 | 3072497 | 3031850001 | Bushwick South
10 | DOE | M090 | 21 Jumel Pl | M090; 21 Jumel Pl | Manhattan | Yes |  | 0 |  |  | 0 |  | Not collected |  |  |  |  | Not Solar Ready | No | 193375 | Between Fair and Poor | > 20 years | No | 2022 | 2022-07-07 | 10032 | 40.8393 | -73.9362 | 112 | 249 | 1076741 | 1021120058 | Washington Heights South
8 | DOE | X183 | 339 Morris Ave | X183; 339 Morris Ave | Bronx | Yes |  | 0 |  |  | 0 |  | Not collected |  |  |  |  | Not Solar Ready | No | 194400 | Between Fair and Poor | > 20 years | No | 2022 | 2022-07-07 | 10451 | 40.8136 | -73.9253 | 201 | 51 | 2000957 | 2023330070 | Mott Haven-Port Morris
17 | DOE | X401 | 1010 Reverend James A. Polite Ave | X401; 1010 Reverend James A. Polite Ave | Bronx | Yes |  | 0 |  |  | 0 |  | Not collected |  |  |  |  | Not Solar Ready | No | 194575 | Fair | > 20 years | No | 2022 | 2022-07-07 | 10459 | 40.8235 | -73.8989 | 202 | 12901 | 2005366 | 2026980012 | Longwood
9 | DOE | M540 | 443 West 135th St | M540; 443 West 135th St | Manhattan | No |  | 0 |  |  | 0 |  | Not collected |  |  |  |  | Not Solar Ready | No | 195600 | Fair | > 20 years | No | 2022 | 2022-07-07 | 10031 | 40.8182 | -73.9504 | 109 | 21703 | 1059409 | 1019570078 | Manhattanville
41 | DOE | K055 | 2021 Bergen St | K055; 2021 Bergen St | Brooklyn | Yes |  | 0 |  |  | 0 |  | Not collected |  |  |  |  | Not Solar Ready | No | 196800 | Fair | > 20 years | No | 2022 | 2022-07-07 | 11233 | 40.6741 | -73.9133 | 316 | 36501 | 3038939 | 3014480001 | Ocean Hill
3 | FIT | Bldg B, Business and Liberal Arts Center | 227 West 27th St | Bldg B, Business and Liberal Arts Center; 227 West 27th St | Manhattan | No |  | 0 |  |  | 0 |  | Not collected |  |  |  |  | Not Solar Ready | No | 197000 | Poor | > 20 years | No | 2022 | 2022-07-07 | 10001 | 40.7471 | -73.995 | 105 | 95 | 1014251 | 1007770018 | Midtown-Midtown South
28 | DOE | Q690 | 116-25 Guy Brewer Blvd | Q690; 116-25 Guy Brewer Blvd | Queens | Yes |  | 0 |  |  | 0 |  | Not collected |  |  |  |  | Not Solar Ready | No | 197423 | Between Good and Fair | 10 to 14 years | No | 2022 | 2022-07-07 | 11434 | 40.6862 | -73.7841 | 412 | 278 | 4464077 | 4123350049 | Baisley Park
16 | DOE | X400 | 1110 Boston Rd | X400; 1110 Boston Rd | Bronx | Yes |  | 0 |  |  | 0 |  | Not collected |  |  |  |  | Not Solar Ready | No | 199036 | Fair | > 20 years | No | 2022 | 2022-07-07 | 10456 | 40.8276 | -73.9045 | 203 | 135 | 2004526 | 2026340001 | Morrisania-Melrose
48 | DOE | K620 | 25 Brighton 4 Rd | K620; 25 Brighton 4 Rd | Brooklyn | Yes |  | 0 |  |  | 0 |  | Not collected |  |  |  |  | Not Solar Ready | No | 200000 | Fair | > 20 years | No | 2022 | 2022-07-07 | 11235 | 40.5826 | -73.9635 | 313 | 366 | 3196378 | 3072610201 | Brighton Beach
8 | DOE | X155 | 470 Jackson Ave | X155; 470 Jackson Ave | Bronx | Yes |  | 0 |  |  | 0 |  | Not collected |  |  |  |  | Not Solar Ready | No | 201775 | Fair | > 20 years | No | 2022 | 2022-07-07 | 10455 | 40.8112 | -73.9098 | 201 | 35 | 2003910 | 2025780027 | Mott Haven-Port Morris
18 | DOE | X174 | 456 White Plains Rd | X174; 456 White Plains Rd | Bronx | Yes |  | 0 |  |  | 0 |  | Not collected |  |  |  |  | Not Solar Ready | No | 202880 | Between Fair and Poor | > 20 years | No | 2022 | 2022-07-07 | 10473 | 40.8148 | -73.8566 | 209 | 4 | 2020580 | 2034780018 | Soundview-Castle Hill-Clason Point-Harding Park
14 | DOE | X306 | 40 West Tremont Ave | X306; 40 West Tremont Ave | Bronx | Yes |  | 0 |  |  | 0 |  | Not collected |  |  |  |  | Not Solar Ready | No | 202975 | Fair | > 20 years | No | 2022 | 2022-07-07 | 10453 | 40.8518 | -73.9112 | 205 | 217 | 2098721 | 2028620014 | University Heights-Morris Heights
11 | DOE | X141 | 660 West 237 St | X141; 660 West 237 St | Bronx | No |  | 0 |  |  | 0 |  | Not collected |  |  |  |  | Not Solar Ready | No | 204000 | Poor | 15 to 19 years | No | 2022 | 2022-07-07 | 10463 | 40.8883 | -73.9135 | 208 | 309 | 2085870 | 2059180376 | North Riverdale-Fieldston-Riverdale
48 | CUNY | Marine and Academic Center | 2110 Oriental Blvd | Marine and Academic Center; 2110 Oriental Blvd | Brooklyn | No |  | 0 |  |  | 0 |  | Not collected |  |  |  |  | Not Solar Ready | No | 204000 | Poor | Unknown | No | 2022 | 2022-07-07 | 11235 | 40.5781 | -73.9332 | 315 | 616 | 3326935 | 3087600060 | Sheepshead Bay-Gerritsen Beach-Manhattan Beach
3 | DSNY | Manhattan Borough Repair Shop | 640 West 26th St | Manhattan Borough Repair Shop; 640 West 26th St | Manhattan | No |  | 0 |  |  | 0 |  | Not collected |  |  |  |  | Not Solar Ready | No | 205000 | Poor | > 20 years | No | 2022 | 2022-07-07 | 10001 | 40.7512 | -74.0066 | 104 | 99 | 1012267 | 1006700050 | Hudson Yards-Chelsea-Flatiron-Union Square
17 | DOE | X151 | 250 East 156 St | X151; 250 East 156 St | Bronx | Yes |  | 0 |  |  | 0 |  | Not collected |  |  |  |  | Not Solar Ready | No | 205200 | Fair | > 20 years | No | 2022 | 2022-07-07 | 10451 | 40.8232 | -73.9216 | 204 | 61 | 2002458 | 2024430190 | East Concourse-Concourse Village
49 | DOE | R061 | 445 Castleton Ave | R061; 445 Castleton Ave | Staten Island | No |  | 0 |  |  | 0 |  | Not collected |  |  |  |  | Not Solar Ready | No | 206500 | Poor | > 20 years | No | 2022 | 2022-07-07 | 10301 | 40.634 | -74.0978 | 501 | 67 | 5002227 | 5001000100 | New Brighton-Silver Lake
29 | DCAS | Queens Crimil Court (Annex) | 125-01 Queens Blvd | Queens Crimil Court (Annex); 125-01 Queens Blvd | Queens | Yes |  | 0 |  |  | 0 |  | Not collected |  |  |  |  | Not Solar Ready | No | 207360 | Fair | > 20 years | No | 2022 | 2022-07-07 | 11415 | 40.7124 | -73.8263 | 409 | 216 | 4206522 | 4096530001 | Kew Gardens
9 | DOE | M088 | 215 West 114th St | M088; 215 West 114th St | Manhattan | Yes |  | 0 |  |  | 0 |  | Not collected |  |  |  |  | Not Solar Ready | No | 208925 | Between Good and Fair | > 20 years | No | 2022 | 2022-07-07 | 10026 | 40.8022 | -73.9541 | 110 | 218 | 1055204 | 1018300019 | Central Harlem South
17 | DOE | X116 | 977 Fox St | X116; 977 Fox St | Bronx | Yes |  | 0 |  |  | 0 |  | Not collected |  |  |  |  | Not Solar Ready | No | 208975 | Fair | > 20 years | No | 2022 | 2022-07-07 | 10459 | 40.8224 | -73.8939 | 202 | 159 | 2005660 | 2027140004 | Hunts Point
8 | DOE | M045 | 2351 1st Ave | M045; 2351 1st Ave | Manhattan | Yes |  | 0 |  |  | 0 |  | Not collected |  |  |  |  | Not Solar Ready | No | 210000 | Fair | > 20 years | No | 2022 | 2022-07-07 | 10035 | 40.7989 | -73.9333 | 111 | 194 | 1054786 | 1017970100 | East Harlem North
10 | DOE | M218 | 4600 Broadway | M218; 4600 Broadway | Manhattan | Yes |  | 0 |  |  | 0 |  | Not collected |  |  |  |  | Not Solar Ready | No | 210000 | Poor | > 20 years | No | 2022 | 2022-07-07 | 10040 | 40.8608 | -73.9307 | 112 | 285 | 1076756 | 1021720016 | Washington Heights North
17 | DOE | X193 | 1919 Prospect Ave | X193; 1919 Prospect Ave | Bronx | Yes |  | 0 |  |  | 0 |  | Not collected |  |  |  |  | Not Solar Ready | No | 210175 | Fair | > 20 years | No | 2022 | 2022-07-07 | 10457 | 40.8435 | -73.8898 | 206 | 36901 | 2094582 | 2029510032 | East Tremont
17 | ACS | Horizon Juvenile Center | 560 Brook Ave | Horizon Juvenile Center; 560 Brook Ave | Bronx | Yes |  | 0 |  |  | 0 |  | Not collected |  |  |  |  | Not Solar Ready | No | 210444 | Between Good and Fair | > 20 years | No | 2022 | 2022-07-07 | 10455 | 40.8159 | -73.9144 | 201 | 71 | 2000133 | 2022760001 | Melrose South-Mott Haven North
41 | ACS | Crossroads Juvenile Center | 17 Bristol St | Crossroads Juvenile Center; 17 Bristol St | Brooklyn | Yes |  | 0 |  |  | 0 |  | Not collected |  |  |  |  | Not Solar Ready | No | 210444 | Between Good and Fair | > 20 years | No | 2022 | 2022-07-07 | 11212 | 40.6707 | -73.9129 | 316 | 924 | 3378202 | 3034980008 | Brownsville
37 | DOE | K383 | 1300 Greene Ave | K383; 1300 Greene Ave | Brooklyn | Yes |  | 0 |  |  | 0 |  | Not collected |  |  |  |  | Not Solar Ready | No | 211200 | Fair | > 20 years | No | 2022 | 2022-07-07 | 11237 | 40.6978 | -73.9198 | 304 | 431 | 3075413 | 3032980001 | Bushwick North
17 | DOE | X162 | 600 Saint Ann's Ave | X162; 600 Saint Ann's Ave | Bronx | Yes |  | 0 |  |  | 0 |  | Not collected |  |  |  |  | Not Solar Ready | No | 211375 | Fair | > 20 years | No | 2022 | 2022-07-07 | 10455 | 40.8155 | -73.9122 | 201 | 73 | 2004314 | 2026160001 | Melrose South-Mott Haven North
1 | DCAS | Manhattan Surrogate's Court | 31 Chambers St | Manhattan Surrogate's Court; 31 Chambers St | Manhattan | No |  | 0 |  |  | 0 |  | Not collected |  |  |  |  | Not Solar Ready | No | 212500 | Fair | 15 to 19 years | No | 2022 | 2022-07-07 | 10007 | 40.7134 | -74.0046 | 101 | 31 | 1001670 | 1001530024 | SoHo-TriBeCa-Civic Center-Little Italy
49 | DOT | Richmond County Supreme Court Parking Garage | 26 Central Ave | Richmond County Supreme Court Parking Garage; 26 Central Ave | Staten Island | No |  | 0 |  |  | 0 |  | Not collected |  |  |  |  | Not Solar Ready | No | 213126 | Good | Unknown | Existing Green Roof | 2022 | 2022-07-07 | 10301 | 40.6411 | -74.0768 | 501 | 3 | 5151735 | 5000060021 | West New Brighton-New Brighton-St. George
36 | DOE | K458 | 832 Marcy Ave | K458; 832 Marcy Ave | Brooklyn | Yes |  | 0 |  |  | 0 |  | Not collected |  |  |  |  | Not Solar Ready | No | 213600 | Fair | > 20 years | No | 2022 | 2022-07-07 | 11216 | 40.685 | -73.9472 | 303 | 249 | 3051641 | 3018230038 | Bedford
25 | DOE | Q013 | 55-01 94 St | Q013; 55-01 94 St | Queens | Yes |  | 0 |  |  | 0 |  | Not collected |  |  |  |  | Not Solar Ready | No | 214800 | Fair | > 20 years | No | 2022 | 2022-07-07 | 11373 | 40.7376 | -73.8685 | 404 | 457 | 4437297 | 4019010040 | Elmhurst
2 | DOE | M475 | 345 E. 15 St | M475; 345 E. 15 St | Manhattan | No |  | 0 |  |  | 0 |  | Not collected |  |  |  |  | Not Solar Ready | No | 218562 | Poor | > 20 years | No | 2022 | 2022-07-07 | 10003 | 40.7324 | -73.983 | 106 | 48 | 1020419 | 1009220008 | Gramercy
40 | HHC | Building T | 689 New York Ave | Building T; 689 New York Ave | Brooklyn | Yes |  | 0 |  |  | 0 |  | Not collected |  |  |  |  | Not Solar Ready | No | 218710 | Fair | > 20 years | No | 2022 | 2022-07-07 | 11203 | 40.6572 | -73.9473 | 309 | 808 | 3327725 | 3048290001 | Prospect Lefferts Gardens-Wingate
26 | DOE | Q800 | 28-11 Queens Plz North | Q800; 28-11 Queens Plz North | Queens | No |  | 0 |  |  | 0 |  | Not collected |  |  |  |  | Not Solar Ready | No | 219362 | Fair | > 20 years | No | 2022 | 2022-07-07 | 11101 | 40.7501 | -73.9382 | 401 | 33 | 4005022 | 4004170002 | Queensbridge-Ravenswood-Long Island City
45 | DOE | K405 | 2839 Bedford Ave | K405; 2839 Bedford Ave | Brooklyn | Yes |  | 0 |  |  | 0 |  | Not collected |  |  |  |  | Not Solar Ready | No | 220000 | Fair | 10 to 14 years | No | 2022 | 2022-07-07 | 11210 | 40.6332 | -73.9529 | 314 | 772 | 3205788 | 3075530041 | Flatbush
45 | DEP | Spring Creek Auxiliary WPCP | 12820 Flatlands Ave | Spring Creek Auxiliary WPCP; 12820 Flatlands Ave | Brooklyn | Yes |  | 0 |  |  | 0 |  | Not collected |  |  |  |  | Not Solar Ready | No | 220000 | Between Fair and Poor | Unknown | No | 2022 | 2022-07-07 | Unknown | Unknown | Unknown |  |  |  | Unknown | Unknown
16 | DOE | X158 | 800 Home St | X158; 800 Home St | Bronx | Yes |  | 0 |  |  | 0 |  | Not collected |  |  |  |  | Not Solar Ready | No | 224575 | Fair | 10 to 14 years | No | 2022 | 2022-07-07 | 10456 | 40.8277 | -73.9001 | 203 | 131 | 2004868 | 2026710011 | Longwood
41 | DOE | K271 | 1137 Herkimer St | K271; 1137 Herkimer St | Brooklyn | Yes |  | 0 |  |  | 0 |  | Not collected |  |  |  |  | Not Solar Ready | No | 228000 | Between Good and Fair | > 20 years | No | 2022 | 2022-07-07 | 11233 | 40.6778 | -73.9158 | 316 | 301 | 3042157 | 3015500001 | Ocean Hill
42 | DOE | K435 | 400 Pennsylvania Ave | K435; 400 Pennsylvania Ave | Brooklyn | Yes |  | 0 |  |  | 0 |  | Not collected |  |  |  |  | Not Solar Ready | No | 229000 | Fair | 15 to 19 years | No | 2022 | 2022-07-07 | 11207 | 40.6675 | -73.8947 | 305 | 1156 | 3084440 | 3037880001 | East New York (Pennsylvania Ave)
24 | DCAS | Queens Civil Court | 89-17 Sutphin Blvd | Queens Civil Court; 89-17 Sutphin Blvd | Queens | Yes |  | 0 |  |  | 0 |  | Not collected |  |  |  |  | Not Solar Ready | No | 230035 | Good | 15 to 19 years | No | 2022 | 2022-07-07 | 11435 | 40.7036 | -73.8087 | 412 | 240 | 4448759 | 4096800001 | Jamaica
14 | CUNY | Meister Hall | 161 West 180 St | Meister Hall; 161 West 180 St | Bronx | No |  | 0 |  |  | 0 |  | Not collected |  |  |  |  | Not Solar Ready | No | 230601 | Poor | Unknown | No | 2022 | 2022-07-07 | 10453 | 40.8562 | -73.9134 | 205 | 249 | 2014900 | 2032220620 | University Heights-Morris Heights
16 | DCAS | Bronx Concourse Plaza | 198 East 161st | Bronx Concourse Plaza; 198 East 161st | Bronx | Yes |  | 0 |  |  | 0 |  | Not collected |  |  |  |  | Not Solar Ready | No | 231190 | Good | > 20 years | No | 2022 | 2022-07-07 | Unknown | Unknown | Unknown |  |  |  | Unknown | Unknown
3 | FIT | Bldg D, Fred P. Pomerantz Art and Design Center | 300 7th Ave | Bldg D, Fred P. Pomerantz Art and Design Center; 300 7th Ave | Manhattan | No |  | 0 |  |  | 0 |  | Not collected |  |  |  |  | Not Solar Ready | No | 233167 | Poor | > 20 years | No | 2022 | 2022-07-07 | 10001 | 40.7467 | -73.9938 | 105 | 95 | 1014252 | 1007770037 | Midtown-Midtown South
36 | DHS | Pamoja House Shelter | 357 Sumner Ave | Pamoja House Shelter; 357 Sumner Ave | Brooklyn | Yes |  | 0 |  |  | 0 |  | Not collected |  |  |  |  | Not Solar Ready | No | 235200 | Fair | > 20 years | No | 2022 | 2022-07-07 | 11221 | 40.685 | -73.9384 | 303 | 275 | 3045367 | 3016490001 | Stuyvesant Heights
1 | DOC | Manhattan House Detention, North Tower | 84 Baxter St | Manhattan House Detention, North Tower; 84 Baxter St | Manhattan | Yes |  | 0 |  |  | 0 |  | Not collected |  |  |  |  | Not Solar Ready | No | 236142 | Between Fair and Poor | > 20 years | No | 2022 | 2022-07-07 | 10013 | 40.7167 | -73.9999 | 101 | 29 | 1002364 | 1001980001 | Chinatown
49 | DOE | R450 | 105 Hamilton Ave | R450; 105 Hamilton Ave | Staten Island | Yes |  | 0 |  |  | 0 |  | Not collected |  |  |  |  | Not Solar Ready | No | 237000 | Between Good and Fair | 5 to 9 years | No | 2022 | 2022-07-07 | 10301 | 40.6447 | -74.0812 | 501 | 7 | 5106483 | 5000220001 | West New Brighton-New Brighton-St. George
28 | DOE | Q475 | 89-30 114th St | Q475; 89-30 114th St | Queens | Yes |  | 0 |  |  | 0 |  | Not collected |  |  |  |  | Not Solar Ready | No | 239664 | Fair | > 20 years | No | 2022 | 2022-07-07 | 11418 | 40.6959 | -73.8337 | 409 | 124 | 4195688 | 4093210001 | Richmond Hill
27 | QPL | Queens Central Library | 89-11 Merrick Blvd | Queens Central Library; 89-11 Merrick Blvd | Queens | Yes |  | 0 |  |  | 0 |  | Not collected |  |  |  |  | Not Solar Ready | No | 239750 | Good | 10 to 14 years | Planned Cool Roof | 2022 | 2022-07-07 | 11432 | 40.7079 | -73.7953 | 412 | 460 | 4209635 | 4097980006 | Jamaica
27 | DOE | Q238 | 88-15 182 St | Q238; 88-15 182 St | Queens | Yes |  | 0 |  |  | 0 |  | Not collected |  |  |  |  | Not Solar Ready | No | 240055 | Fair | 10 to 14 years | No | 2022 | 2022-07-07 | 11423 | 40.7131 | -73.7805 | 412 | 470 | 4212425 | 4099190006 | Jamaica
1 | DCAS | Sun Building | 280 Broadway | Sun Building; 280 Broadway | Manhattan | No |  | 0 |  |  | 0 |  | Not collected |  |  |  |  | Not Solar Ready | No | 242062 | Good | 15 to 19 years | No | 2022 | 2022-07-07 | 10007 | 40.7144 | -74.0061 | 101 | 31 | 1079215 | 1001530001 | SoHo-TriBeCa-Civic Center-Little Italy
45 | DOE | K415 | 5800 Tilden Ave | K415; 5800 Tilden Ave | Brooklyn | Yes |  | 0 |  |  | 0 |  | Not collected |  |  |  |  | Not Solar Ready | No | 247000 | Between Good and Fair | 15 to 19 years | No | 2022 | 2022-07-07 | 11203 | 40.6487 | -73.9222 | 317 | 936 | 3104598 | 3047420001 | Rugby-Remsen Village
37 | DOE | K291 | 231 Palmetto St | K291; 231 Palmetto St | Brooklyn | Yes |  | 0 |  |  | 0 |  | Not collected |  |  |  |  | Not Solar Ready | No | 247200 | Fair | > 20 years | No | 2022 | 2022-07-07 | 11221 | 40.6954 | -73.9151 | 304 | 433 | 3076460 | 3033430001 | Bushwick North
10 | DHS | Fort Washington Armory-Shelter (Project Renewal) | 216 Ft Washington Ave | Fort Washington Armory-Shelter (Project Renewal); 216 Ft Washington Ave | Manhattan | Yes |  | 0 |  |  | 0 |  | Not collected |  |  |  |  | Not Solar Ready | No | 249473 | Fair | 15 to 19 years | No | 2022 | 2022-07-07 | 10032 | 40.8426 | -73.9421 | 112 | 251 | 1063381 | 1021380079 | Washington Heights South
24 | HHC | Queens Hospital T Building | 82-41 Parsons Blvd | Queens Hospital T Building; 82-41 Parsons Blvd | Queens | Yes |  | 0 |  |  | 0 |  | Not collected |  |  |  |  | Not Solar Ready | No | 250040 | Poor | > 20 years | No | 2022 | 2022-07-07 | 11432 | 40.7172 | -73.8082 | 408 | 1267 |  | Unknown | Pomonok-Flushing Heights-Hillcrest
29 | DCAS | Queens Borough Hall | 120-55 Queens Blvd | Queens Borough Hall; 120-55 Queens Blvd | Queens | Yes |  | 0 |  |  | 0 |  | Not collected |  |  |  |  | Not Solar Ready | No | 261000 | Fair | 15 to 19 years | No | 2022 | 2022-07-07 | 11415 | 40.7133 | -73.8286 | 409 | 216 | 4052812 | 4022740002 | Kew Gardens
26 | CUNY | M - Joseph Shenker Hall | 31-10 Thomson Ave | M - Joseph Shenker Hall; 31-10 Thomson Ave | Queens | No |  | 0 |  |  | 0 |  | Not collected |  |  |  |  | Not Solar Ready | No | 261099 | Poor | Unknown | No | 2022 | 2022-07-07 | 11101 | 40.7449 | -73.935 | 402 | 179 | 4003534 | 4002780001 | Hunters Point-Sunnyside-West Maspeth
33 | DCAS | Office Building (Space) | 345 Adams St | Office Building (Space); 345 Adams St | Brooklyn | No |  | 0 |  |  | 0 |  | Not collected |  |  |  |  | Not Solar Ready | No | 262183 | Fair | 15 to 19 years | No | 2022 | 2022-07-07 | 11201 | 40.6934 | -73.9889 | 302 | 11 | 3392969 | 3001407503 | DUMBO-Vinegar Hill-Downtown Brooklyn-Boerum Hill
33 | DCAS | Brooklyn Crimil Court | 120 Schermerhorn St | Brooklyn Crimil Court; 120 Schermerhorn St | Brooklyn | No |  | 0 |  |  | 0 |  | Not collected |  |  |  |  | Not Solar Ready | No | 264100 | Fair | 15 to 19 years | No | 2022 | 2022-07-07 | 11201 | 40.6901 | -73.9889 | 302 | 43 | 3000534 | 3001690017 | DUMBO-Vinegar Hill-Downtown Brooklyn-Boerum Hill
3 | DOE | M440 | 351 West 18 St | M440; 351 West 18 St | Manhattan | No |  | 0 |  |  | 0 |  | Not collected |  |  |  |  | Not Solar Ready | No | 265000 | Poor | > 20 years | No | 2022 | 2022-07-07 | 10011 | 40.7429 | -74.0021 | 104 | 89 | 1013096 | 1007420007 | Hudson Yards-Chelsea-Flatiron-Union Square
31 | DOE | Q465 | 821 Beach 25th St | Q465; 821 Beach 25th St | Queens | Yes |  | 0 |  |  | 0 |  | Not collected |  |  |  |  | Not Solar Ready | No | 272600 | Poor | > 20 years | No | 2022 | 2022-07-07 | 11691 | 40.602 | -73.7628 | 414 | 100802 |  | Unknown | Far Rockaway-Bayswater
1 | DCAS | Home Life Building (Space) | 253 Broadway | Home Life Building (Space); 253 Broadway | Manhattan | No |  | 0 |  |  | 0 |  | Not collected |  |  |  |  | Not Solar Ready | No | 272616 | Fair | > 20 years | No | 2022 | 2022-07-07 | 10007 | 40.7133 | -74.0071 | 101 | 21 | 1082757 | 1001347501 | SoHo-TriBeCa-Civic Center-Little Italy
23 | DOE | Q566 | 74-20 Commonwealth Blvd | Q566; 74-20 Commonwealth Blvd | Queens | Yes |  | 0 |  |  | 0 |  | Not collected |  |  |  |  | Not Solar Ready | No | 273066 | Fair | 10 to 14 years | No | 2022 | 2022-07-07 | 11426 | 40.7461 | -73.7275 | 413 | 1567 | 4529899 | 4078700072 | Bellerose
8 | DOE | M435 | 280 Pleasant Ave | M435; 280 Pleasant Ave | Manhattan | No |  | 0 |  |  | 0 |  | Not collected |  |  |  |  | Not Solar Ready | No | 275000 | Between Good and Fair | 10 to 14 years | No | 2022 | 2022-07-07 | 10029 | 40.7945 | -73.9336 | 111 | 178 | 1053152 | 1017130001 | East Harlem North
29 | DOE | Q440 | 67-01 110 St | Q440; 67-01 110 St | Queens | Yes |  | 0 |  |  | 0 |  | Not collected |  |  |  |  | Not Solar Ready | No | 279591 | Fair | > 20 years | No | 2022 | 2022-07-07 | 11375 | 40.7294 | -73.8456 | 406 | 747 | 4052143 | 4021890002 | Forest Hills
17 | DOE | X600 | 333 East 151 St | X600; 333 East 151 St | Bronx | Yes |  | 0 |  |  | 0 |  | Not collected |  |  |  |  | Not Solar Ready | No | 286800 | Between Fair and Poor | 15 to 19 years | No | 2022 | 2022-07-07 | 10451 | 40.8182 | -73.9199 | 201 | 67 | 2001874 | 2024110022 | Melrose South-Mott Haven North
3 | DOE | M600 | 225 W. 24 St | M600; 225 W. 24 St | Manhattan | No |  | 0 |  |  | 0 |  | Not collected |  |  |  |  | Not Solar Ready | No | 288000 | Fair | 10 to 14 years | No | 2022 | 2022-07-07 | 10011 | 40.7452 | -73.9961 | 104 | 91 | 1014174 | 1007740019 | Hudson Yards-Chelsea-Flatiron-Union Square
33 | DOE | K801 | 65 Court St | K801; 65 Court St | Brooklyn | No |  | 0 |  |  | 0 |  | Not collected |  |  |  |  | Not Solar Ready | No | 288000 | Between Good and Fair | 15 to 19 years | No | 2022 | 2022-07-07 | 11201 | 40.692 | -73.9912 | 302 | 9 | 3002557 | 3002660020 | Brooklyn Heights-Cobble Hill
22 | DOC | RMSC Detention Facility | Rikers Island | RMSC Detention Facility; Rikers Island | Bronx | No |  | 0 |  |  | 0 |  | Not collected |  |  |  |  | Not Solar Ready | No | 291000 | Between Fair and Poor | Unknown | No | 2022 | 2022-07-07 | 11370 | 40.7906 | -73.8819 | 401 | 1 | 2000000 | 2026050040 | Rikers Island
27 | DCAS | Queens Family Court | 151-02 Jamaica Ave | Queens Family Court; 151-02 Jamaica Ave | Queens | Yes |  | 0 |  |  | 0 |  | Not collected |  |  |  |  | Not Solar Ready | No | 291589 | Between Good and Fair | 15 to 19 years | No | 2022 | 2022-07-07 | 11432 | 40.7025 | -73.8033 | 412 | 240 | 4448847 | 4100930001 | Jamaica
24 | DOE | Q470 | 167-01 Gothic Dr | Q470; 167-01 Gothic Dr | Queens | Yes |  | 0 |  |  | 0 |  | Not collected |  |  |  |  | Not Solar Ready | No | 291600 | Fair | > 20 years | No | 2022 | 2022-07-07 | 11432 | 40.7132 | -73.7972 | 408 | 452 | 4448806 | 4098580100 | Briarwood-Jamaica Hills
20 | DOE | Q859 | 30-48 Linden Pl | Q859; 30-48 Linden Pl | Queens | Yes |  | 0 |  |  | 0 |  | Not collected |  |  |  |  | Not Solar Ready | No | 291811 | Fair | Unknown | No | 2022 | 2022-07-07 | 11354 | 40.7702 | -73.8329 | 407 | 869 | 4100749 | 4043700050 | Flushing
24 | DCAS | Queens Supreme Court | 88-11 Sutphin Blvd | Queens Supreme Court; 88-11 Sutphin Blvd | Queens | Yes |  | 0 |  |  | 0 |  | Not collected |  |  |  |  | Not Solar Ready | No | 308200 | Good | > 20 years | No | 2022 | 2022-07-07 | 11435 | 40.7046 | -73.8092 | 412 | 238 | 4207071 | 4096910001 | Jamaica
2 | NYPD | 13th Precinct | 230 East 21st St | 13th Precinct; 230 East 21st St | Manhattan | No |  | 0 |  |  | 0 |  | Not collected |  |  |  |  | Not Solar Ready | No | 313625 | Good | 10 to 14 years | No | 2022 | 2022-07-07 | 10010 | 40.7372 | -73.9833 | 106 | 64 | 1019613 | 1009010006 | Gramercy
39 | DOE | K460 | 237 Seventh Ave | K460; 237 Seventh Ave | Brooklyn | No |  | 0 |  |  | 0 |  | Not collected |  |  |  |  | Not Solar Ready | No | 314400 | Between Fair and Poor | 10 to 14 years | No | 2022 | 2022-07-07 | 11215 | 40.6696 | -73.9793 | 306 | 155 | 3025510 | 3010820001 | Park Slope-Gowanus
2 | DOE | M620 | 111 E. 33 St | M620; 111 E. 33 St | Manhattan | Yes |  | 0 |  |  | 0 |  | Not collected |  |  |  |  | Not Solar Ready | No | 314952 | Between Fair and Poor | > 20 years | No | 2022 | 2022-07-07 | 10016 | 40.7462 | -73.9812 | 105 | 72 | 1087537 | 1008897501 | Murray Hill-Kips Bay
50 | DOE | R460 | 1200 Manor Rd | R460; 1200 Manor Rd | Staten Island | Yes |  | 0 |  |  | 0 |  | Not collected |  |  |  |  | Not Solar Ready | No | 316000 | Between Fair and Poor | > 20 years | No | 2022 | 2022-07-07 | 10314 | 40.5968 | -74.1242 | 502 | 181 | 5146639 | 5009550100 | Todt Hill-Emerson Hill-Heartland Village-Lighthouse Hill
3 | FIT | Bldg C, Marvin Feldman Center | 207 West 27th St | Bldg C, Marvin Feldman Center; 207 West 27th St | Manhattan | No |  | 0 |  |  | 0 |  | Not collected |  |  |  |  | Not Solar Ready | No | 316300 | Poor | > 20 years | No | 2022 | 2022-07-07 | 10001 | 40.7467 | -73.994 | 105 | 95 | 1014251 | 1007770018 | Midtown-Midtown South
1 | DCAS | Manhattan Supreme Court | 60 Centre St | Manhattan Supreme Court; 60 Centre St | Manhattan | Yes |  | 0 |  |  | 0 |  | Not collected |  |  |  |  | Not Solar Ready | No | 322300 | Poor | 15 to 19 years | No | 2022 | 2022-07-07 | 10007 | 40.7145 | -74.0025 | 101 | 29 | 1085748 | 1001600021 | Chinatown
43 | DOE | K490 | 8301 Shore Rd | K490; 8301 Shore Rd | Brooklyn | No |  | 0 |  |  | 0 |  | Not collected |  |  |  |  | Not Solar Ready | No | 323331 | Under Construction | Under Construction | No | 2022 | 2022-07-07 | 11209 | 40.6279 | -74.04 | 310 | 46 | 3152318 | 3060130001 | Bay Ridge
2 | DOHMH | Public Health Laboratory | 455 1st Ave | Public Health Laboratory; 455 1st Ave | Manhattan | Yes |  | 0 |  |  | 0 |  | Not collected |  |  |  |  | Not Solar Ready | No | 324505 | Poor | 15 to 19 years | No | 2022 | 2022-07-07 | 10016 | 40.7392 | -73.9769 | 106 | 66 | 1020610 | 1009320017 | Murray Hill-Kips Bay
4 | OCME | OCME Center for Forensic Sciences | 421 East 26th St | OCME Center for Forensic Sciences; 421 East 26th St | Manhattan | Yes |  | 0 |  |  | 0 |  | Not collected |  |  |  |  | Not Solar Ready | No | 330000 | Good | 10 to 14 years | No | 2022 | 2022-07-07 | 10016 | 40.7386 | -73.9766 | 106 | 62 | 1087242 | 1009620100 | Murray Hill-Kips Bay
1 | HHC | Gouverneur Health Care Services | 227 Madison St | Gouverneur Health Care Services; 227 Madison St | Manhattan | Yes |  | 0 |  |  | 0 |  | Not collected |  |  |  |  | Not Solar Ready | No | 335800 | Poor | 15 to 19 years | No | 2022 | 2022-07-07 | 10002 | 40.7128 | -73.9884 | 103 | 6 | 1003224 | 1002700032 | Lower East Side
16 | DOE | X410 | 240 E. 172nd St | X410; 240 E. 172nd St | Bronx | Yes |  | 0 |  |  | 0 |  | Not collected |  |  |  |  | Not Solar Ready | No | 336731 | Fair | 10 to 14 years | No | 2022 | 2022-07-07 | 10457 | 40.8404 | -73.9109 | 204 | 225 | 2007806 | 2028170002 | East Concourse-Concourse Village
5 | DOE | M480 | 317 E. 67 St | M480; 317 E. 67 St | Manhattan | No |  | 0 |  |  | 0 |  | Not collected |  |  |  |  | Not Solar Ready | No | 361820 | Poor | > 20 years | No | 2022 | 2022-07-07 | 10065 | 40.7654 | -73.9601 | 108 | 118 | 1083343 | 1014420001 | Lenox Hill-Roosevelt Island
26 | CUNY | E - E Building | 31-40 Thomson Ave | E - E Building; 31-40 Thomson Ave | Queens | No |  | 0 |  |  | 0 |  | Not collected |  |  |  |  | Not Solar Ready | No | 367000 | Good | < 2 years | No | 2022 | 2022-07-07 | 11101 | 40.7448 | -73.9342 | 402 | 179 | 4003535 | 4002790001 | Hunters Point-Sunnyside-West Maspeth
22 | DOE | Q452 | 14-30 Broadway | Q452; 14-30 Broadway | Queens | Yes |  | 0 |  |  | 0 |  | Not collected |  |  |  |  | Not Solar Ready | No | 380000 | Poor | 15 to 19 years | No | 2022 | 2022-07-07 | 11106 | 40.7658 | -73.9328 | 401 | 45 | 4467709 | 4005290002 | Astoria
16 | DCAS | Bronx Family and Crimil Court | 215 East 161st St | Bronx Family and Crimil Court; 215 East 161st St | Bronx | Yes |  | 0 |  |  | 0 |  | Not collected |  |  |  |  | Not Solar Ready | No | 388800 | Poor | 15 to 19 years | No | 2022 | 2022-07-07 | 10451 | 40.8262 | -73.9205 | 204 | 18302 | 2002704 | 2024540001 | East Concourse-Concourse Village
3 | NYPD | Pier 76 Tow Pound | 1 Pier 76 | Pier 76 Tow Pound; 1 Pier 76 | Manhattan | No |  | 0 |  |  | 0 |  | Not collected |  |  |  |  | Not Solar Ready | No | 393040 | Poor | > 20 years | No | 2022 | 2022-07-07 | 10018 | 40.7585 | -74.0049 | 104 | 99 | 1000000 | 1006650010 | Hudson Yards-Chelsea-Flatiron-Union Square
1 | DCAS | Health Building | 125 Worth St | Health Building; 125 Worth St | Manhattan | No |  | 0 |  |  | 0 |  | Not collected |  |  |  |  | Not Solar Ready | No | 406109 | Fair | 15 to 19 years | No | 2022 | 2022-07-07 | 10013 | 40.7154 | -74.0027 | 101 | 31 | 1001831 | 1001680032 | SoHo-TriBeCa-Civic Center-Little Italy
42 | DSNY | Brooklyn Lot Cleaning and Salt Shed | 803 Forbell St | Brooklyn Lot Cleaning and Salt Shed; 803 Forbell St | Brooklyn | Yes |  | 0 |  |  | 0 |  | Not collected |  |  |  |  | Not Solar Ready | No | 421455 | Between Fair and Poor | Unknown | No | 2022 | 2022-07-07 | 11208 | 40.6646 | -73.8606 | 305 | 1220 | 3099064 | 3045550001 | East New York
19 | FDNY | Fort Totten Campus: Building 422 | 422 Weaver Ave | Fort Totten Campus: Building 422; 422 Weaver Ave | Queens | No |  | 0 |  |  | 0 |  | Not collected |  |  |  |  | Not Solar Ready | No | 434139 | Unknown | 10 to 14 years | No | 2022 | 2022-07-07 | 11359 | 40.7929 | -73.7762 | 407 | 999 | 4453946 | 4059170001 | Ft. Totten-Bay Terrace-Clearview
1 | ACS | ACS Administrative Site | 72 Ann St | ACS Administrative Site; 72 Ann St | Manhattan | No |  | 0 |  |  | 0 |  | Not collected |  |  |  |  | Not Solar Ready | No | 436836 | Unknown | > 20 years | No | 2022 | 2022-07-07 | 10038 | 40.7098 | -74.0059 | 101 | 1501 | 1001280 | 1000930001 | Battery Park City-Lower Manhattan
29 | DCAS | Queens Crimil Court | 125-01 Queens Blvd | Queens Crimil Court; 125-01 Queens Blvd | Queens | Yes |  | 0 |  |  | 0 |  | Not collected |  |  |  |  | Not Solar Ready | No | 440640 | Poor | 15 to 19 years | No | 2022 | 2022-07-07 | 11415 | 40.7124 | -73.8263 | 409 | 216 | 4206522 | 4096530001 | Kew Gardens
2 | DOE | M460 | 40 Irving Pl | M460; 40 Irving Pl | Manhattan | No |  | 0 |  |  | 0 |  | Not collected |  |  |  |  | Not Solar Ready | No | 450200 | Under Construction | Under Construction | No | 2022 | 2022-07-07 | 10003 | 40.7355 | -73.9877 | 106 | 50 | 1017828 | 1008720057 | Gramercy
22 | DOC | Rikers Island GRVC Detention Facility | Rikers Island | Rikers Island GRVC Detention Facility; Rikers Island | Bronx | No |  | 0 |  |  | 0 |  | Not collected |  |  |  |  | Not Solar Ready | No | 458000 | Between Fair and Poor | Unknown | No | 2022 | 2022-07-07 | 11370 | 40.7906 | -73.8819 | 401 | 1 | 2000000 | 2026050040 | Rikers Island
40 | DOE | K465 | 911 Flatbush Ave | K465; 911 Flatbush Ave | Brooklyn | Yes |  | 0 |  |  | 0 |  | Not collected |  |  |  |  | Not Solar Ready | No | 460800 | Fair | > 20 years | No | 2022 | 2022-07-07 | 11226 | 40.6498 | -73.9586 | 314 | 794 | 3336215 | 3051030010 | Erasmus
22 | DOC | Main Building | Rikers Island | Main Building; Rikers Island | Bronx | No |  | 0 |  |  | 0 |  | Not collected |  |  |  |  | Not Solar Ready | No | 461047 | Between Fair and Poor | Unknown | No | 2022 | 2022-07-07 | 11370 | 40.7906 | -73.8819 | 401 | 1 | 2000000 | 2026050040 | Rikers Island
1 | DCAS | Manhattan Civil Court | 111 Centre St | Manhattan Civil Court; 111 Centre St | Manhattan | No |  | 0 |  |  | 0 |  | Not collected |  |  |  |  | Not Solar Ready | No | 462260 | Poor | 15 to 19 years | No | 2022 | 2022-07-07 | 10013 | 40.7163 | -74.0013 | 101 | 31 | 1001833 | 1001690010 | SoHo-TriBeCa-Civic Center-Little Italy
33 | DCAS | Brooklyn Municipal Building (Space) | 210 Joralemon St | Brooklyn Municipal Building (Space); 210 Joralemon St | Brooklyn | No |  | 0 |  |  | 0 |  | Not collected |  |  |  |  | Not Solar Ready | No | 468000 | Fair | > 20 years | No | 2022 | 2022-07-07 | 11201 | 40.6925 | -73.9905 | 302 | 9 | 3002558 | 3002667501 | Brooklyn Heights-Cobble Hill
1 | DCAS | Louis J. Lefkowitz Building | 80 Centre St | Louis J. Lefkowitz Building; 80 Centre St | Manhattan | Yes |  | 0 |  |  | 0 |  | Not collected |  |  |  |  | Not Solar Ready | No | 472500 | Fair | 15 to 19 years | No | 2022 | 2022-07-07 | 10013 | 40.7154 | -74.0019 | 101 | 29 | 1001830 | 1001660027 | Chinatown
4 | DHS | Bellevue Men's Shelter | 400 East 30th St | Bellevue Men's Shelter; 400 East 30th St | Manhattan | Yes |  | 0 |  |  | 0 |  | Not collected |  |  |  |  | Not Solar Ready | No | 480000 | Fair | > 20 years | No | 2022 | 2022-07-07 | 10016 | 40.7411 | -73.975 | 106 | 62 | 1087298 | 1009620097 | Murray Hill-Kips Bay
1 | DCAS | Manhattan Family Court | 60 Lafayette St | Manhattan Family Court; 60 Lafayette St | Manhattan | No |  | 0 |  |  | 0 |  | Not collected |  |  |  |  | Not Solar Ready | No | 481000 | Good | 10 to 14 years | No | 2022 | 2022-07-07 | 10013 | 40.7165 | -74.0023 | 101 | 31 | 1001842 | 1001710031 | SoHo-TriBeCa-Civic Center-Little Italy
22 | DOC | EMTC Detention Facility | Rikers Island | EMTC Detention Facility; Rikers Island | Bronx | No |  | 0 |  |  | 0 |  | Not collected |  |  |  |  | Not Solar Ready | No | 484407 | Fair | 15 to 19 years | No | 2022 | 2022-07-07 | 11370 | 40.7906 | -73.8819 | 401 | 1 | 2000000 | 2026050040 | Rikers Island
34 | DOE | K450 | 850 Grand St | K450; 850 Grand St | Brooklyn | Yes |  | 0 |  |  | 0 |  | Not collected |  |  |  |  | Not Solar Ready | No | 504000 | Between Fair and Poor | > 20 years | No | 2022 | 2022-07-07 | 11211 | 40.7122 | -73.9397 | 301 | 485 | 3325733 | 3030160001 | Bushwick South
50 | DOE | R435 | 465 New Dorp Ln | R435; 465 New Dorp Ln | Staten Island | No |  | 0 |  |  | 0 |  | Not collected |  |  |  |  | Not Solar Ready | No | 505780 | Fair | 10 to 14 years | No | 2022 | 2022-07-07 | 10306 | 40.5694 | -74.1077 | 502 | 11202 | 5055367 | 5039300010 | New Dorp-Midland Beach
1 | DOC | Manhattan House Detention, South Tower | 125 White St | Manhattan House Detention, South Tower; 125 White St | Manhattan | Yes |  | 0 |  |  | 0 |  | Not collected |  |  |  |  | Not Solar Ready | No | 514000 | Between Fair and Poor | > 20 years | No | 2022 | 2022-07-07 | 10013 | 40.7167 | -74.0003 | 101 | 29 | 1088394 | 1001670001 | Chinatown
3 | DOE | M535 | 525 W. 50 St | M535; 525 W. 50 St | Manhattan | No |  | 0 |  |  | 0 |  | Not collected |  |  |  |  | Not Solar Ready | No | 517274 | Fair | > 20 years | No | 2022 | 2022-07-07 | 10019 | 40.7652 | -73.993 | 104 | 135 | 1083802 | 1010790029 | Clinton
22 | DOC | GMDC Detention Facility | Rikers Island | GMDC Detention Facility; Rikers Island | Bronx | No |  | 0 |  |  | 0 |  | Not collected |  |  |  |  | Not Solar Ready | No | 533491 | Fair | 15 to 19 years | No | 2022 | 2022-07-07 | 11370 | 40.7906 | -73.8819 | 401 | 1 | 2000000 | 2026050040 | Rikers Island
8 | DCAS | Bronx County Courthouse | 851 Grand Concourse | Bronx County Courthouse; 851 Grand Concourse | Bronx | Yes |  | 0 |  |  | 0 |  | Not collected |  |  |  |  | Not Solar Ready | No | 550000 | Fair | 10 to 14 years | No | 2022 | 2022-07-07 | 10451 | 40.826 | -73.9231 | 204 | 63 | 2002869 | 2024680001 | West Concourse
35 | DCLA | Brooklyn Museum | 200 Eastern Pkwy | Brooklyn Museum; 200 Eastern Pkwy | Brooklyn | No |  | 0 |  |  | 0 |  | Not collected |  |  |  |  | Not Solar Ready | No | 550409 | Between Good and Fair | > 20 years | No | 2022 | 2022-07-07 | 11238 | 40.6718 | -73.963 | 355 | 177 | 3029667 | 3011830026 | park-cemetery-etc-Brooklyn
3 | DCAS | 641 Washington St | 641 Washington St | 641 Washington St; 641 Washington St | Manhattan | No |  | 0 |  |  | 0 |  | Not collected |  |  |  |  | Not Solar Ready | No | 553000 | Unknown | Unknown | No | 2022 | 2022-07-07 | 10014 | 40.7323 | -74.0087 | 102 | 69 | 1010421 | 1006040033 | West Village
22 | DOC | RNDC Detention Facility | Rikers Island | RNDC Detention Facility; Rikers Island | Bronx | No |  | 0 |  |  | 0 |  | Not collected |  |  |  |  | Not Solar Ready | No | 557200 | Between Fair and Poor | Unknown | No | 2022 | 2022-07-07 | 11370 | 40.7906 | -73.8819 | 401 | 1 | 2000000 | 2026050040 | Rikers Island
33 | DCAS | Brooklyn Supreme Court | 360 Adams St | Brooklyn Supreme Court; 360 Adams St | Brooklyn | No |  | 0 |  |  | 0 |  | Not collected |  |  |  |  | Not Solar Ready | No | 621817 | Good | > 20 years | No | 2022 | 2022-07-07 | 11201 | 40.6941 | -73.9889 | 302 | 11 | 3000257 | 3001390020 | DUMBO-Vinegar Hill-Downtown Brooklyn-Boerum Hill
4 | DOE | M630 | 1075 Second Ave | M630; 1075 Second Ave | Manhattan | No |  | 0 |  |  | 0 |  | Not collected |  |  |  |  | Not Solar Ready | No | 632828 | Fair | > 20 years | No | 2022 | 2022-07-07 | 10022 | 40.7591 | -73.9655 | 106 | 108 | 1090233 | 1013307502 | Turtle Bay-East Midtown
22 | DOC | JATC Detention Facility | Rikers Island | JATC Detention Facility; Rikers Island | Bronx | No |  | 0 |  |  | 0 |  | Not collected |  |  |  |  | Not Solar Ready | No | 642800 | Poor | Unknown | No | 2022 | 2022-07-07 | 11370 | 40.7906 | -73.8819 | 401 | 1 | 2000000 | 2026050040 | Rikers Island
9 | HHC | Martin Luther King Pavilion | 506 Lenox Ave | Martin Luther King Pavilion; 506 Lenox Ave | Manhattan | No |  | 0 |  |  | 0 |  | Not collected |  |  |  |  | Not Solar Ready | No | 667100 | Poor | > 20 years | No | 2022 | 2022-07-07 | 10037 | 40.8144 | -73.9407 | 110 | 212 | 1053899 | 1017330001 | Central Harlem North-Polo Grounds
50 | HHC | Sea View Hospital Rehabilitation Center | 460 Brielle Ave | Sea View Hospital Rehabilitation Center; 460 Brielle Ave | Staten Island | Yes |  | 0 |  |  | 0 |  | Not collected |  |  |  |  | Not Solar Ready | No | 783000 | Fair | 15 to 19 years | No | 2022 | 2022-07-07 | 10314 | 40.5938 | -74.1354 | 502 | 181 | 5141697 | 5009550100 | Todt Hill-Emerson Hill-Heartland Village-Lighthouse Hill
1 | DCAS | Manhattan Crimil Court | 100 Centre St | Manhattan Crimil Court; 100 Centre St | Manhattan | Yes |  | 0 |  |  | 0 |  | Not collected |  |  |  |  | Not Solar Ready | No | 795700 | Fair | > 20 years | No | 2022 | 2022-07-07 | 10013 | 40.7161 | -74.0014 | 101 | 29 | 1079000 | 1001670001 | Chinatown
11 | HHC | North Central Bronx Hospital | 3424 Kossuth Ave | North Central Bronx Hospital; 3424 Kossuth Ave | Bronx | Yes |  | 0 |  |  | 0 |  | Not collected |  |  |  |  | Not Solar Ready | No | 797600 | Poor | > 20 years | No | 2022 | 2022-07-07 | 10467 | 40.8805 | -73.8816 | 207 | 421 | 2017787 | 2033270200 | Norwood
33 | DCAS | Brooklyn Family Court (Space) | 330 Jay St | Brooklyn Family Court (Space); 330 Jay St | Brooklyn | No |  | 0 |  |  | 0 |  | Not collected |  |  |  |  | Not Solar Ready | No | 810316 | Good | 10 to 14 years | No | 2022 | 2022-07-07 | 11201 | 40.6945 | -73.9872 | 302 | 11 | 3347736 | 3001407502 | DUMBO-Vinegar Hill-Downtown Brooklyn-Boerum Hill
48 | HHC | Coney Island Hospital | 2601 Ocean Pkwy | Coney Island Hospital; 2601 Ocean Pkwy | Brooklyn | Yes |  | 0 |  |  | 0 |  | Not collected |  |  |  |  | Not Solar Ready | No | 836000 | Fair | 10 to 14 years | No | 2022 | 2022-07-07 | 11235 | 40.5866 | -73.9662 | 313 | 370 | 3337274 | 3072390001 | Brighton Beach
26 | CUNY | C - Center 3 Building | 29-10 Thomson Ave | C - Center 3 Building; 29-10 Thomson Ave | Queens | No |  | 0 |  |  | 0 |  | Not collected |  |  |  |  | Not Solar Ready | No | 892106 | Between Good and Fair | 5 to 9 years | No | 2022 | 2022-07-07 | 11101 | 40.7452 | -73.9376 | 402 | 1 | 4003516 | 4002730001 | Hunters Point-Sunnyside-West Maspeth
22 | DOC | AMKC Detention Facility | Rikers Island | AMKC Detention Facility; Rikers Island | Bronx | No |  | 0 |  |  | 0 |  | Not collected |  |  |  |  | Not Solar Ready | No | 963830 | Between Fair and Poor | Unknown | No | 2022 | 2022-07-07 | 11370 | 40.7906 | -73.8819 | 401 | 1 | 2000000 | 2026050040 | Rikers Island
1 | DCAS | Manhattan Municipal Building | 1 Centre St | Manhattan Municipal Building; 1 Centre St | Manhattan | Yes |  | 0 |  |  | 0 |  | Not collected |  |  |  |  | Not Solar Ready | No | 1070800 | Good | 15 to 19 years | No | 2022 | 2022-07-07 | 10007 | 40.713 | -74.0042 | 101 | 29 | 1001394 | 1001210001 | Chinatown
36 | HHC | Woodhull Medical and Mental Health Center | 760 Broadway | Woodhull Medical and Mental Health Center; 760 Broadway | Brooklyn | No |  | 0 |  |  | 0 |  | Not collected |  |  |  |  | Not Solar Ready | No | 1071600 | Between Fair and Poor | > 20 years | No | 2022 | 2022-07-07 | 11206 | 40.7005 | -73.9416 | 303 | 28501 | 3048341 | 3017230001 | Bushwick South
25 | HHC | Elmhurst Hospital Center Campus: Main Building | 79-01 Broadway | Elmhurst Hospital Center Campus: Main Building; 79-01 Broadway | Queens | Yes |  | 0 |  |  | 0 |  | Not collected |  |  |  |  | Not Solar Ready | No | 1498129 | Between Fair and Poor | Unknown | No | 2022 | 2022-07-07 | 11373 | 40.7444 | -73.8861 | 404 | 267 | 4437132 | 4015000002 | Elmhurst
17 | HHC | Lincoln Medical and Mental Health Center | 234 East 149th St | Lincoln Medical and Mental Health Center; 234 East 149th St | Bronx | Yes |  | 0 |  |  | 0 |  | Not collected |  |  |  |  | Not Solar Ready | No | 1628485 | Poor | > 20 years | No | 2022 | 2022-07-07 | 10451 | 40.8177 | -73.9242 | 201 | 65 | 2097050 | 2023350016 | Melrose South-Mott Haven North
13 | HHC | Jacobi Medical Center | 1400 Pelham Pkwy South | Jacobi Medical Center; 1400 Pelham Pkwy South | Bronx | Yes |  | 0 |  |  | 0 |  | Not collected |  |  |  |  | Not Solar Ready | No | 2117244 | Poor | 15 to 19 years | No | 2022 | 2022-07-07 | 10461 | 40.8574 | -73.8471 | 211 | 296 | 2097550 | 2042050001 | Pelham Parkway
6 | DCLA | Metropolitan Museum of Art | 1000 5th Ave | Metropolitan Museum of Art; 1000 5th Ave | Manhattan | Yes |  | 0 |  |  | 0 |  | Not collected |  |  |  |  | Not Solar Ready | No | 2153282 | Good | > 20 years | No | 2022 | 2022-07-07 | 10028 | 40.7786 | -73.9625 | 164 | 143 | 1083810 | 1011110001 | park-cemetery-etc-Manhattan
1 | DOT | Brooklyn Bridge Security Project Field Office | 15 Frankfort St | Brooklyn Bridge Security Project Field Office; 15 Frankfort St | Manhattan | No |  | 0 |  |  | 0 |  | Not collected |  |  |  |  | Not Solar Ready | No | Unknown | Unknown | Unknown | No | 2022 | 2022-07-07 | 10038 | 40.7109 | -74.0034 | 101 | 1501 |  | Unknown | Battery Park City-Lower Manhattan
3 | FDNY | Marine Co. 1 | 2 Bloomfield St | Marine Co. 1; 2 Bloomfield St | Manhattan | No |  | 0 |  |  | 0 |  | Not collected |  |  |  |  | Not Solar Ready | No | Unknown | Good | Unknown | No | 2022 | 2022-07-07 | 10014 | 40.7405 | -74.01 | 102 | 79 | 1000000 | 1006510001 | West Village
8 | FDNY | Fire Academy Randall's Island Campus: Building 1 - Leary Fire Fighting Building | 2 Tepper Ave | Fire Academy Randall's Island Campus: Building 1 - Leary Fire Fighting Building; 2 Tepper Ave | Manhattan | Yes |  | 0 |  |  | 0 |  | Not collected |  |  |  |  | Not Solar Ready | No | Unknown | Fair | Unknown | No | 2022 | 2022-07-07 | 10035 | 40.7919 | -73.9203 | 111 | 240 | 1088021 | 1018190040 | park-cemetery-etc-Manhattan
8 | FDNY | Fire Academy Randall's Island Campus: Building 12 - Field House | 15 Reilly Blvd | Fire Academy Randall's Island Campus: Building 12 - Field House; 15 Reilly Blvd | Manhattan | Yes |  | 0 |  |  | 0 |  | Not collected |  |  |  |  | Not Solar Ready | No | Unknown | Good | Unknown | No | 2022 | 2022-07-07 | 10035 | 40.7917 | -73.9187 | 111 | 240 | 1088011 | 1018190040 | park-cemetery-etc-Manhattan
8 | FDNY | Fire Academy Randall's Island Campus: Building 2 - Smoke House | 2 D'Auria St | Fire Academy Randall's Island Campus: Building 2 - Smoke House; 2 D'Auria St | Manhattan | Yes |  | 0 |  |  | 0 |  | Not collected |  |  |  |  | Not Solar Ready | No | Unknown | Fair | Unknown | No | 2022 | 2022-07-07 | 10035 | 40.7916 | -73.9198 | 111 | 240 | 1088020 | 1018190040 | park-cemetery-etc-Manhattan
8 | FDNY | Fire Academy Randall's Island Campus: Building 3 - Training | 1 Higgins Ave | Fire Academy Randall's Island Campus: Building 3 - Training; 1 Higgins Ave | Manhattan | Yes |  | 0 |  |  | 0 |  | Not collected |  |  |  |  | Not Solar Ready | No | Unknown | Fair | Unknown | No | 2022 | 2022-07-07 | 10035 | 40.7913 | -73.9194 | 111 | 240 | 1088017 | 1018190040 | park-cemetery-etc-Manhattan
8 | FDNY | Fire Academy Randall's Island Campus: Building 4 - Training - Old Law Tenement | 3 Higgins Ave | Fire Academy Randall's Island Campus: Building 4 - Training - Old Law Tenement; 3 Higgins Ave | Manhattan | Yes |  | 0 |  |  | 0 |  | Not collected |  |  |  |  | Not Solar Ready | No | Unknown | Fair | Unknown | No | 2022 | 2022-07-07 | 10035 | 40.7911 | -73.9192 | 111 | 240 | 1088018 | 1018190040 | park-cemetery-etc-Manhattan
8 | FDNY | Fire Academy Randall's Island Campus: Building 5 - Training - Fire Simulator | 5 Higgins Ave | Fire Academy Randall's Island Campus: Building 5 - Training - Fire Simulator; 5 Higgins Ave | Manhattan | Yes |  | 0 |  |  | 0 |  | Not collected |  |  |  |  | Not Solar Ready | No | Unknown | Poor | Unknown | No | 2022 | 2022-07-07 | 10035 | 40.791 | -73.919 | 111 | 240 | 1088019 | 1018190040 | park-cemetery-etc-Manhattan
8 | FDNY | Fire Academy Randall's Island Campus: Con Ed Transformer Vault | 1 Mcginty Cir | Fire Academy Randall's Island Campus: Con Ed Transformer Vault; 1 Mcginty Cir | Manhattan | Yes |  | 0 |  |  | 0 |  | Not collected |  |  |  |  | Not Solar Ready | No | Unknown | Good | Unknown | No | 2022 | 2022-07-07 | 10035 | 40.7924 | -73.9204 | 111 | 240 | 1088257 | 1018190040 | park-cemetery-etc-Manhattan
8 | FDNY | Fire Academy Randall's Island Campus: Fire Academy Complex | 8 Randall's Island | Fire Academy Randall's Island Campus: Fire Academy Complex; 8 Randall's Island | Manhattan | Yes |  | 0 |  |  | 0 |  | Not collected |  |  |  |  | Not Solar Ready | No | Unknown | Between Good and Fair | Unknown | No | 2022 | 2022-07-07 | Unknown | Unknown | Unknown |  |  |  | Unknown | Unknown
8 | FDNY | Fire Academy Randall's Island Campus: Subway Simulator Woodshed | 16 Kaminsky Rd | Fire Academy Randall's Island Campus: Subway Simulator Woodshed; 16 Kaminsky Rd | Manhattan | Yes |  | 0 |  |  | 0 |  | Not collected |  |  |  |  | Not Solar Ready | No | Unknown | Fair | Unknown | No | 2022 | 2022-07-07 | 10035 | 40.7902 | -73.9188 | 111 | 240 | 1088238 | 1018190040 | park-cemetery-etc-Manhattan
9 | DOE | M175 | 175 West 134 St | M175; 175 West 134 St | Manhattan | Yes |  | 0 |  |  | 0 |  | Not collected |  |  |  |  | Not Solar Ready | No | Unknown | Unknown | 10 to 14 years | No | 2022 | 2022-07-07 | 10030 | 40.8144 | -73.9437 | 110 | 228 | 1058248 | 1019190006 | Central Harlem North-Polo Grounds
10 | NYPL | Inwood Branch Library | 4790 Broadway | Inwood Branch Library; 4790 Broadway | Manhattan | Yes |  | 0 |  |  | 0 |  | Not collected |  |  |  |  | Not Solar Ready | No | Unknown | Good | < 2 years | No | 2022 | 2022-07-07 | 10034 | 40.8659 | -73.9261 | 112 | 291 | 1064894 | 1022330013 | Marble Hill-Inwood
12 | DOE | X087 | 1935 Bussing Ave | X087; 1935 Bussing Ave | Bronx | Yes |  | 0 |  |  | 0 |  | Not collected |  |  |  |  | Not Solar Ready | No | Unknown | Unknown | 10 to 14 years | No | 2022 | 2022-07-07 | 10466 | 40.8951 | -73.846 | 212 | 428 | 2069061 | 2050180001 | Woodlawn-Wakefield
12 | DOE | X103 | 4125 Carpenter Ave | X103; 4125 Carpenter Ave | Bronx | Yes |  | 0 |  |  | 0 |  | Not collected |  |  |  |  | Not Solar Ready | No | Unknown | Unknown | 10 to 14 years | No | 2022 | 2022-07-07 | 10466 | 40.8922 | -73.8615 | 212 | 420 | 2062883 | 2048230001 | Williamsbridge-Olinville
16 | HRA | HPA Bronx Housing Court (Space) Court Bldg. | 1118 Grand Concourse | HPA Bronx Housing Court (Space) Court Bldg.; 1118 Grand Concourse | Bronx | No |  | 0 |  |  | 0 |  | Not collected |  |  |  |  | Not Solar Ready | No | Unknown | Unknown | Unknown | No | 2022 | 2022-07-07 | 10456 | 40.8322 | -73.9197 | 204 | 18102 | 2101266 | 2024620039 | East Concourse-Concourse Village
16 | HRA | OCSS Bronx Family Court; OCSS/OLA Temporary Family Court Unit | 900 Sheridan Ave | OCSS Bronx Family Court; OCSS/OLA Temporary Family Court Unit; 900 Sheridan Ave | Bronx | No |  | 0 |  |  | 0 |  | Not collected |  |  |  |  | Not Solar Ready | No | Unknown | Unknown | Unknown | No | 2022 | 2022-07-07 | 10451 | 40.8269 | -73.9209 | 204 | 18302 | 2002704 | 2024540001 | East Concourse-Concourse Village
20 | DOE | Q020 | 142-30 Barclay Ave | Q020; 142-30 Barclay Ave | Queens | Yes |  | 0 |  |  | 0 |  | Not collected |  |  |  |  | Not Solar Ready | No | Unknown | Unknown | 10 to 14 years | No | 2022 | 2022-07-07 | 11355 | 40.7587 | -73.8248 | 407 | 855 | 4114657 | 4050470001 | Flushing
21 | DCLA | Great Hall | 47-01 111th St | Great Hall; 47-01 111th St | Queens | No |  | 0 |  |  | 0 |  | Not collected |  |  |  |  | Not Solar Ready | No | Unknown | Between Good and Fair | Unknown | No | 2022 | 2022-07-07 | 11368 | 40.7474 | -73.8535 | 481 | 38302 | 4441124 | 4020180001 | park-cemetery-etc-Queens
21 | DCLA | North Wing | 47-01 111th St | North Wing; 47-01 111th St | Queens | No |  | 0 |  |  | 0 |  | Not collected |  |  |  |  | Not Solar Ready | No | Unknown | Good | Unknown | No | 2022 | 2022-07-07 | 11368 | 40.7474 | -73.8535 | 481 | 38302 | 4441124 | 4020180001 | park-cemetery-etc-Queens
21 | DCLA | Viscusi Gallery | 47-01 111th St | Viscusi Gallery; 47-01 111th St | Queens | No |  | 0 |  |  | 0 |  | Not collected |  |  |  |  | Not Solar Ready | No | Unknown | Poor | Unknown | No | 2022 | 2022-07-07 | 11368 | 40.7474 | -73.8535 | 481 | 38302 | 4441124 | 4020180001 | park-cemetery-etc-Queens
26 | DOT | Bridge Preventative Maintence | 42-00 Vernon Blvd | Bridge Preventative Maintence; 42-00 Vernon Blvd | Queens | No |  | 0 |  |  | 0 |  | Not collected |  |  |  |  | Not Solar Ready | No | Unknown | Good | Unknown | No | 2022 | 2022-07-07 | 11101 | 40.7544 | -73.9492 | 402 | 1 | 4005413 | 4004770007 | Hunters Point-Sunnyside-West Maspeth
26 | DOT | Warehouse | 11-00 53rd Ave | Warehouse; 11-00 53rd Ave | Queens | No |  | 0 |  |  | 0 |  | Not collected |  |  |  |  | Not Solar Ready | No | Unknown | Unknown | Unknown | No | 2022 | 2022-07-07 | 11101 | 40.7403 | -73.9519 | 402 | 1 | 4000000 | 4000650151 | Hunters Point-Sunnyside-West Maspeth
27 | HRA | OCSS Queens Family Court (Space) Court Bldg. | 151-20 Jamaica Ave | OCSS Queens Family Court (Space) Court Bldg.; 151-20 Jamaica Ave | Queens | Yes |  | 0 |  |  | 0 |  | Not collected |  |  |  |  | Not Solar Ready | No | Unknown | Unknown | Unknown | No | 2022 | 2022-07-07 | 11432 | 40.7025 | -73.8031 | 412 | 240 | 4438731 | 4100930001 | Jamaica
29 | DOE | Q686 | 91-30 Metropolitan Ave | Q686; 91-30 Metropolitan Ave | Queens | No |  | 0 |  |  | 0 |  | Not collected |  |  |  |  | Not Solar Ready | No | Unknown | Unknown | 10 to 14 years | No | 2022 | 2022-07-07 | 11375 | 40.7114 | -73.8567 | 406 | 645 | 4447233 | 4038860800 | Forest Hills
31 | DOE | Q198 | 365 Beach 56 St | Q198; 365 Beach 56 St | Queens | Yes |  | 0 |  |  | 0 |  | Not collected |  |  |  |  | Not Solar Ready | No | Unknown | Unknown | > 20 years | No | 2022 | 2022-07-07 | 11692 | 40.594 | -73.7862 | 414 | 97204 | 4301929 | 4158940011 | Hammels-Arverne-Edgemere
33 | DOE | K497 | 284 Baltic St | K497; 284 Baltic St | Brooklyn | No |  | 0 |  |  | 0 |  | Not collected |  |  |  |  | Not Solar Ready | No | Unknown | Unknown | Unknown | No | 2022 | 2022-07-07 | 11201 | 40.6854 | -73.9934 | 306 | 69 | 3006401 | 3004020001 | DUMBO-Vinegar Hill-Downtown Brooklyn-Boerum Hill
33 | DOE | K806 | 362 Schermerhorn St | K806; 362 Schermerhorn St | Brooklyn | No |  | 0 |  |  | 0 |  | Not collected |  |  |  |  | Not Solar Ready | No | Unknown | Unknown | 10 to 14 years | No | 2022 | 2022-07-07 | 11217 | 40.6865 | -73.9796 | 302 | 39 | 3331754 | 3001740001 | DUMBO-Vinegar Hill-Downtown Brooklyn-Boerum Hill
33 | DCAS | Office of Transportation Service Building | Brooklyn vy Yard | Office of Transportation Service Building; Brooklyn vy Yard | Brooklyn | No |  | 0 |  |  | 0 |  | Not collected |  |  |  |  | Not Solar Ready | No | Unknown | Unknown | Unknown | No | 2022 | 2022-07-07 | Unknown | Unknown | Unknown |  |  |  | Unknown | Unknown
36 | DOE | K853 | 234 Herkimer St | K853; 234 Herkimer St | Brooklyn | Yes |  | 0 |  |  | 0 |  | Not collected |  |  |  |  | Not Solar Ready | No | Unknown | Poor | 10 to 14 years | No | 2022 | 2022-07-07 | 11216 | 40.6794 | -73.9453 | 303 | 247 | 3323075 | 3018680028 | Crown Heights North
38 | DOE | K371 | 355 37 St | K371; 355 37 St | Brooklyn | Yes |  | 0 |  |  | 0 |  | Not collected |  |  |  |  | Not Solar Ready | No | Unknown | Unknown | > 20 years | No | 2022 | 2022-07-07 | 11232 | 40.6543 | -74.0059 | 307 | 84 | 3337059 | 3006960031 | Sunset Park West
40 | DOE | K092 | 601 Parkside Ave | K092; 601 Parkside Ave | Brooklyn | Yes |  | 0 |  |  | 0 |  | Not collected |  |  |  |  | Not Solar Ready | No | Unknown | Unknown | > 20 years | No | 2022 | 2022-07-07 | 11226 | 40.656 | -73.9537 | 309 | 802 | 3115866 | 3050490055 | Prospect Lefferts Gardens-Wingate
41 | DOE | K091 | 532 Albany Ave | K091; 532 Albany Ave | Brooklyn | Yes |  | 0 |  |  | 0 |  | Not collected |  |  |  |  | Not Solar Ready | No | Unknown | Unknown | 10 to 14 years | No | 2022 | 2022-07-07 | 11203 | 40.6619 | -73.9399 | 309 | 806 | 3106599 | 3047940026 | Prospect Lefferts Gardens-Wingate
44 | DOE | K160 | 5105 Ft. Hamilton Pkwy | K160; 5105 Ft. Hamilton Pkwy | Brooklyn | Yes |  | 0 |  |  | 0 |  | Not collected |  |  |  |  | Not Solar Ready | No | Unknown | Unknown | 10 to 14 years | No | 2022 | 2022-07-07 | 11219 | 40.6373 | -73.9992 | 312 | 220 | 3138276 | 3056530021 | Borough Park
44 | DOE | K686 | 50 Avenue P | K686; 50 Avenue P | Brooklyn | No |  | 0 |  |  | 0 |  | Not collected |  |  |  |  | Not Solar Ready | No | Unknown | Unknown | Unknown | No | 2022 | 2022-07-07 | 11204 | 40.6073 | -73.9866 | 311 | 428 | 3396829 | 3066180001 | Bensonhurst East
47 | DOE | K721 | 2075 84 St | K721; 2075 84 St | Brooklyn | Yes |  | 0 |  |  | 0 |  | Not collected |  |  |  |  | Not Solar Ready | No | Unknown | Unknown | 10 to 14 years | No | 2022 | 2022-07-07 | 11214 | 40.6049 | -73.9955 | 311 | 288 | 3165232 | 3063290032 | Bensonhurst West
49 | HRA | OCSS/OLA: Family Court Unit; OCSS: Richmond Family Court. (Space) Court Bldg. | 18 Richmond Ter | OCSS/OLA: Family Court Unit; OCSS: Richmond Family Court. (Space) Court Bldg.; 18 Richmond Ter | Staten Island | No |  | 0 |  |  | 0 |  | Not collected |  |  |  |  | Not Solar Ready | No | Unknown | Unknown | Unknown | No | 2022 | 2022-07-07 | 10301 | 40.643 | -74.0758 | 501 | 3 | 5000064 | 5000070012 | West New Brighton-New Brighton-St. George
49 | DOE | R065 | 98 Grant St | R065; 98 Grant St | Staten Island | Yes |  | 0 |  |  | 0 |  | Not collected |  |  |  |  | Not Solar Ready | No | Unknown | Unknown | Unknown | No | 2022 | 2022-07-07 | 10301 | 40.634 | -74.0786 | 501 | 21 | 5013382 | 5005060081 | Stapleton-Rosebank
49 | DOE | R861 | 280 Regis Dr | R861; 280 Regis Dr | Staten Island | No |  | 0 |  |  | 0 |  | Not collected |  |  |  |  | Not Solar Ready | No | Unknown | Unknown | 10 to 14 years | No | 2022 | 2022-07-07 | 10314 | 40.6207 | -74.1643 | 501 | 30301 | 5032481 | 5016530001 | Mariner's Harbor-Arlington-Port Ivory-Graniteville
51 | DOE | R848 | 25 Augusta Ave | R848; 25 Augusta Ave | Staten Island | No |  | 0 |  |  | 0 |  | Not collected |  |  |  |  | Not Solar Ready | No | Unknown | Unknown | 10 to 14 years | No | 2022 | 2022-07-07 | 10312 | 40.5519 | -74.1689 | 503 | 17012 | 5130512 | 5056050001 | Annadale-Huguenot-Prince's Bay-Eltingville
28 | NYPD | Springfield Gardens Auto Pound | 174-20 North Boundary Rd | Springfield Gardens Auto Pound; 174-20 North Boundary Rd | Queens | No | 57.5 | 0.0575 |  | 63250 | 63.25 |  | 18 |  |  |  |  | Solar Ready | No | 10000 | Between Good and Fair | 5 to 9 years | No | 2022 | 2022-07-07 | 11430 | 40.6571 | -73.7716 | 413 | 716 | 4607238 | 4142600001 | Airport
49 | NYPL | Mariner's Harbor Library | 206 South Ave | Mariner's Harbor Library; 206 South Ave | Staten Island | Yes | 49.1 | 0.0491 |  | 54010 | 54.01 |  | 16 |  |  |  |  | Solar Ready | No | 10100 | Good | 2 to 4 years | No | 2022 | 2022-07-07 | 10303 | 40.6349 | -74.1662 | 501 | 323 | 5109138 | 5012660064 | Mariner's Harbor-Arlington-Port Ivory-Graniteville
19 | QPL | Bayside Community Library | 214-20 Northern Blvd | Bayside Community Library; 214-20 Northern Blvd | Queens | No | 36.5 | 0.0365 |  | 40150 | 40.15 |  | 12 |  |  |  |  | Solar Ready | No | 10300 | Good | < 2 years | No | 2022 | 2022-07-07 | 11361 | 40.7604 | -73.7686 | 411 | 1471 | 4157389 | 4073330215 | Bayside-Bayside Hills
18 | NYPL | Soundview Branch Library | 660 Soundview Ave | Soundview Branch Library; 660 Soundview Ave | Bronx | Yes | 35.8 | 0.0358 |  | 39380 | 39.38 |  | 11 |  |  |  |  | Solar Ready | No | 10350 | Good | < 2 years | No | 2022 | 2022-07-07 | 10473 | 40.8184 | -73.863 | 209 | 20 | 2021838 | 2035580014 | Soundview-Castle Hill-Clason Point-Harding Park
16 | NYPL | High Bridge Branch Library | 78 West 168th St | High Bridge Branch Library; 78 West 168th St | Bronx | Yes | 35.1 | 0.0351 |  | 38610 | 38.61 |  | 11 |  |  |  |  | Solar Ready | No | 10400 | Good | < 2 years | No | 2022 | 2022-07-07 | 10452 | 40.8382 | -73.9236 | 204 | 199 | 2003163 | 2025100027 | Highbridge
10 | DPR | J Hood Wright Park Recreation Center | 351 Fort Washington Ave | J Hood Wright Park Recreation Center; 351 Fort Washington Ave | Manhattan | Yes | 13.3 | 0.0133 |  | 14630 | 14.63 |  | 4 |  |  |  |  | Solar Ready | No | 10500 | Between Good and Fair | 5 to 9 years | No | 2022 | 2022-07-07 | 10033 | 40.8464 | -73.9401 | 112 | 255 | 1063445 | 1021390404 | Washington Heights South
34 | BPL | Leord Branch Library | 82 Devoe St | Leord Branch Library; 82 Devoe St | Brooklyn | No | 28.6 | 0.0286 |  | 31460 | 31.46 |  | 9 |  |  |  |  | Solar Ready | No | 10699 | Good | 2 to 4 years | No | 2022 | 2022-07-07 | 11211 | 40.7134 | -73.9482 | 301 | 503 | 3322945 | 3027680017 | East Williamsburg
12 | NYPL | Wakefield Branch Library | 4100 Lowerre Pl | Wakefield Branch Library; 4100 Lowerre Pl | Bronx | Yes | 23.7 | 0.0237 |  | 26070 | 26.07 |  | 8 |  |  |  |  | Solar Ready | No | 10743 | Good | 5 to 9 years | No | 2022 | 2022-07-07 | 10466 | 40.8911 | -73.8598 | 212 | 420 | 2063175 | 2048320020 | Williamsbridge-Olinville
30 | FDNY | Queens Central Office | 83-24 Woodhaven Blvd | Queens Central Office; 83-24 Woodhaven Blvd | Queens | No | 0 | 0 |  | 0 | 0 |  | 0 |  |  |  |  | Solar Ready | No | 10762 | Good | 5 to 9 years | No | 2022 | 2022-07-07 | 11385 | 40.7023 | -73.8553 | 405 | 639 | 4094697 | 4038660162 | Glendale
47 | DCLA | Aquatic Animal Health Center (AAHC) | 600 Surf Ave | Aquatic Animal Health Center (AAHC); 600 Surf Ave | Brooklyn | Yes | 21.1 | 0.0211 |  | 23210 | 23.21 |  | 7 |  |  |  |  | Solar Ready | No | 10800 | Good | 5 to 9 years | No | 2022 | 2022-07-07 | 11224 | 40.5752 | -73.9758 | 313 | 352 | 3397353 | 3086980001 | Seagate-Coney Island
35 | FDNY | Brooklyn Central Office | 35 Empire Blvd | Brooklyn Central Office; 35 Empire Blvd | Brooklyn | No | 16.9 | 0.0169 |  | 18590 | 18.59 |  | 5 |  |  |  |  | Solar Ready | No | 10826 | Good | 5 to 9 years | No | 2022 | 2022-07-07 | 11225 | 40.6633 | -73.9614 | 355 | 177 | 3029669 | 3011830051 | park-cemetery-etc-Brooklyn
15 | FDNY | Bronx Central Office | 1129 East 180th St | Bronx Central Office; 1129 East 180th St | Bronx | Yes | 179.7 | 0.1797 |  | 197670 | 197.67 |  | 57 |  |  |  |  | Solar Ready | No | 10860 | Good | 5 to 9 years | No | 2022 | 2022-07-07 | 10460 | 40.8416 | -73.8749 | 227 | 334 | 2101003 | 2043330001 | park-cemetery-etc-Bronx
33 | NYPD | Tow Pound Operations Building | Brooklyn vy Yard | Tow Pound Operations Building; Brooklyn vy Yard | Brooklyn | No | 210.2 | 0.2102 |  | 231220 | 231.22 |  | 67 |  |  |  |  | Solar Ready | No | 11000 | Between Good and Fair | 5 to 9 years | No | 2022 | 2022-07-07 | Unknown | Unknown | Unknown |  |  |  | Unknown | Unknown
15 | DCLA | Reptile House | 2300 Southern Blvd | Reptile House; 2300 Southern Blvd | Bronx | Yes | 2.6 | 0.0026 |  | 2860 | 2.86 |  | 1 |  |  |  |  | Solar Ready | No | 11405 | Good | 2 to 4 years | No | 2022 | 2022-07-07 | 10460 | 40.8506 | -73.8825 | 206 | 334 | 2116700 | 2031200020 | park-cemetery-etc-Bronx
24 | QPL | Kew Gardens Hills Library | 72-33 Vleigh Pl | Kew Gardens Hills Library; 72-33 Vleigh Pl | Queens | No | 18.2 | 0.0182 |  | 20020 | 20.02 |  | 6 |  |  |  |  | Solar Ready | No | 11666 | Good | 2 to 4 years | Existing Green Roof | 2022 | 2022-07-07 | 11367 | 40.7258 | -73.821 | 408 | 77907 | 4144059 | 4066610005 | Kew Gardens Hills
48 | BPL | Brighton Beach Branch Library | 16 Brighton 1st Rd | Brighton Beach Branch Library; 16 Brighton 1st Rd | Brooklyn | No | 63.7 | 0.0637 |  | 70070 | 70.07 |  | 20 |  |  |  |  | Solar Ready | No | 12166 | Good | 2 to 4 years | No | 2022 | 2022-07-07 | 11235 | 40.5761 | -73.9665 | 313 | 36001 | 3245028 | 3086800032 | Brighton Beach
1 | NYPL | Chatham Square Branch Library | 33 East Broadway | Chatham Square Branch Library; 33 East Broadway | Manhattan | Yes | 4.55 | 0.00455 |  | 5005 | 5.005 |  | 1 |  |  |  |  | Solar Ready | No | 12243 | Fair | < 2 years | No | 2022 | 2022-07-07 | 10002 | 40.7135 | -73.9964 | 103 | 8 | 1003425 | 1002800044 | Chinatown
34 | BPL | DeKalb Branch Library | 790 Bushwick Ave | DeKalb Branch Library; 790 Bushwick Ave | Brooklyn | Yes | 19.5 | 0.0195 |  | 21450 | 21.45 |  | 6 |  |  |  |  | Solar Ready | No | 12584 | Good | 2 to 4 years | No | 2022 | 2022-07-07 | 11221 | 40.695 | -73.9282 | 304 | 393 | 3073751 | 3032410018 | Bushwick South
3 | NYPL | Muhlenberg Branch Library | 209 West 23rd St | Muhlenberg Branch Library; 209 West 23rd St | Manhattan | Yes | 6.18 | 0.00618 |  | 6798 | 6.798 |  | 2 |  |  |  |  | Solar Ready | No | 12953 | Fair | < 2 years | No | 2022 | 2022-07-07 | 10011 | 40.7444 | -73.9962 | 104 | 91 | 1014150 | 1007730038 | Hudson Yards-Chelsea-Flatiron-Union Square
47 | HHC | New Ida G. Israel Community Health Center | 2925 West 19th St | New Ida G. Israel Community Health Center; 2925 West 19th St | Brooklyn | Yes | 70.9 | 0.0709 |  | 77990 | 77.99 |  | 23 |  |  |  |  | Solar Ready | No | 13000 | Between Good and Fair | 2 to 4 years | No | 2022 | 2022-07-07 | 11224 | 40.5761 | -73.9857 | 313 | 326 | 3000000 | 3070610016 | Seagate-Coney Island
49 | DCLA | Staten Island Museum | 75 Stuyvesant Pl | Staten Island Museum; 75 Stuyvesant Pl | Staten Island | Yes | 2.6 | 0.0026 |  | 2860 | 2.86 |  | 1 |  |  |  |  | Solar Ready | No | 13022 | Good | 2 to 4 years | No | 2022 | 2022-07-07 | 10301 | 40.6443 | -74.0779 | 501 | 7 | 5000088 | 5000090001 | West New Brighton-New Brighton-St. George
14 | CUNY | The Children's Center | 2010 Sedgwick Ave | The Children's Center; 2010 Sedgwick Ave | Bronx | No | 6.5 | 0.0065 |  | 7150 | 7.15 |  | 2 |  |  |  |  | Solar Ready | No | 13327 | Good | 5 to 9 years | No | 2022 | 2022-07-07 | 10453 | 40.8575 | -73.916 | 205 | 249 | 2116208 | 2032220062 | University Heights-Morris Heights
27 | QPL | South Jamaica Community Library | 108-41 Guy R. Brewer Blvd | South Jamaica Community Library; 108-41 Guy R. Brewer Blvd | Queens | Yes | 16.6 | 0.0166 |  | 18260 | 18.26 |  | 5 |  |  |  |  | Solar Ready | No | 13500 | Good | 5 to 9 years | No | 2022 | 2022-07-07 | 11433 | 40.6959 | -73.7907 | 412 | 258 | 4539786 | 4101710008 | South Jamaica
4 | NYPL | 96th Street Branch Library | 112 East 96th St | 96th Street Branch Library; 112 East 96th St | Manhattan | No | 10.1 | 0.0101 |  | 11110 | 11.11 |  | 3 |  |  |  |  | Solar Ready | No | 13615 | Fair | < 2 years | No | 2022 | 2022-07-07 | 10128 | 40.7862 | -73.9518 | 108 | 15801 | 1048501 | 1015240064 | Upper East Side-Carnegie Hill
14 | DPR | St. James Park Recreation Center | West 192Nd St at Jerome Ave | St. James Park Recreation Center; West 192Nd St at Jerome Ave | Bronx | Yes | 65 | 0.065 |  | 71500 | 71.5 |  | 21 |  |  |  |  | Solar Ready | No | 13700 | Good | 2 to 4 years | Planned Green Roof | 2022 | 2022-07-07 | Unknown | Unknown | Unknown |  |  |  | Unknown | Unknown
19 | FDNY | Building 413 | 413 Shore Rd | Building 413; 413 Shore Rd | Queens | No | 1.3 | 0.0013 |  | 1430 | 1.43 |  | 0 |  |  |  |  | Solar Ready | No | 13728 | Between Good and Fair | < 2 years | No | 2022 | 2022-07-07 | 11359 | 40.7943 | -73.7747 | 407 | 999 | 4538415 | 4059170001 | Ft. Totten-Bay Terrace-Clearview
35 | DOE | K813 | 355 Park Pl | K813; 355 Park Pl | Brooklyn | No | 6.18 | 0.00618 |  | 6798 | 6.798 |  | 2 |  |  |  |  | Solar Ready | No | 14000 | Between Good and Fair | 10 to 14 years | No | 2022 | 2022-07-07 | 11238 | 40.6761 | -73.9657 | 308 | 205 | 3028862 | 3011600001 | Prospect Heights
8 | NYPL | 125th Street Branch Library | 224 East 125th St | 125th Street Branch Library; 224 East 125th St | Manhattan | Yes | 18.5 | 0.0185 |  | 20350 | 20.35 |  | 6 |  |  |  |  | Solar Ready | No | 14013 | Fair | < 2 years | No | 2022 | 2022-07-07 | 10035 | 40.8034 | -73.9351 | 111 | 242 | 1054674 | 1017890037 | East Harlem North
15 | DCLA | Stone Mill | 2650 Dr. Theodore Kazimiroff Blvd | Stone Mill; 2650 Dr. Theodore Kazimiroff Blvd | Bronx | Yes | 20.1 | 0.0201 |  | 22110 | 22.11 |  | 6 |  |  |  |  | Solar Ready | No | 14459 | Good | 5 to 9 years | No | 2022 | 2022-07-07 | 10458 | 40.8628 | -73.8827 | 206 | 334 | 2000000 | 2032730001 | park-cemetery-etc-Bronx
25 | QPL | Elmhurst (ALC) Community Library | 85-08 51st Ave | Elmhurst (ALC) Community Library; 85-08 51st Ave | Queens | Yes | 5.85 | 0.00585 |  | 6435 | 6.435 |  | 2 |  |  |  |  | Solar Ready | No | 14800 | Good | < 2 years | Planned Green Roof | 2022 | 2022-07-07 | 11373 | 40.7384 | -73.8782 | 404 | 473 | 4539447 | 4015490001 | Elmhurst
24 | FDNY | EMS 50 | 159-10 Goethals Ave | EMS 50; 159-10 Goethals Ave | Queens | Yes | 6.18 | 0.00618 |  | 6798 | 6.798 |  | 2 |  |  |  |  | Solar Ready | No | 15000 | Good | < 2 years | No | 2022 | 2022-07-07 | 11432 | 40.7187 | -73.8075 | 408 | 1267 | 4607928 | 4068580001 | Pomonok-Flushing Heights-Hillcrest
50 | DPR | Greenbelt tive Plant Center | 3808 Victory Blvd | Greenbelt tive Plant Center; 3808 Victory Blvd | Staten Island | No | 40.6 | 0.0406 |  | 44660 | 44.66 |  | 13 |  |  |  |  | Solar Ready | No | 15180 | Good | 2 to 4 years | No | 2022 | 2022-07-07 | 10314 | 40.5968 | -74.1825 | 502 | 29102 | 5127019 | 5026100027 | New Springville-Bloomfield-Travis
16 | DPR | Mullaly Park Rink and Rec Center | East 164th St at Jerome Ave | Mullaly Park Rink and Rec Center; East 164th St at Jerome Ave | Bronx | No | 18.9 | 0.0189 |  | 20790 | 20.79 |  | 6 |  |  |  |  | Solar Ready | No | 15500 | Between Good and Fair | 5 to 9 years | Planned Green Roof | 2022 | 2022-07-07 | Unknown | Unknown | Unknown |  |  |  | Unknown | Unknown
15 | DCLA | Garden Cafe & Terrace Room | 2700 Dr. Theodore Kazimiroff Blvd | Garden Cafe & Terrace Room; 2700 Dr. Theodore Kazimiroff Blvd | Bronx | Yes | 22.4 | 0.0224 |  | 24640 | 24.64 |  | 7 |  |  |  |  | Solar Ready | No | 15540 | Good | 2 to 4 years | No | 2022 | 2022-07-07 | 10458 | 40.8631 | -73.8829 | 227 | 334 | 2113012 | 2032720001 | park-cemetery-etc-Bronx
50 | DPR | Greenbelt Conservancy Headquarters | 200 Nevada Ave | Greenbelt Conservancy Headquarters; 200 Nevada Ave | Staten Island | No | 0 | 0 |  | 0 | 0 |  | 0 |  |  |  |  | Solar Ready | No | 15600 | Fair | 5 to 9 years | No | 2022 | 2022-07-07 | 10306 | 40.5845 | -74.1236 | 502 | 181 | 5112436 | 5009390001 | Todt Hill-Emerson Hill-Heartland Village-Lighthouse Hill
26 | FDNY | Engine Co. 259 and Ladder Co. 128, Batt. 45 | 33-51 Greenpoint Ave | Engine Co. 259 and Ladder Co. 128, Batt. 45; 33-51 Greenpoint Ave | Queens | Yes | 1.63 | 0.00163 |  | 1793 | 1.793 |  | 1 |  |  |  |  | Solar Ready | No | 15790 | Good | 5 to 9 years | No | 2022 | 2022-07-07 | 11101 | 40.736 | -73.9337 | 402 | 199 | 4003673 | 4003070029 | Hunters Point-Sunnyside-West Maspeth
39 | BPL | Park Slope Branch Library | 431 6th Ave | Park Slope Branch Library; 431 6th Ave | Brooklyn | No | 11.7 | 0.0117 |  | 12870 | 12.87 |  | 4 |  |  |  |  | Solar Ready | No | 15868 | Good | 2 to 4 years | No | 2022 | 2022-07-07 | 11215 | 40.6684 | -73.9836 | 306 | 153 | 3022144 | 3010060001 | Park Slope-Gowanus
35 | BPL | Eastern Parkway Branch Library and Learning Center | 1044 Eastern Pkwy | Eastern Parkway Branch Library and Learning Center; 1044 Eastern Pkwy | Brooklyn | Yes | 23.1 | 0.0231 |  | 25410 | 25.41 |  | 7 |  |  |  |  | Solar Ready | Yes | 16024 | Good | 2 to 4 years | No | 2022 | 2022-07-07 | 11213 | 40.6689 | -73.9334 | 309 | 351 | 3037543 | 3013960006 | Crown Heights North
37 | BPL | Arlington Branch Library | 203 Arlington Ave | Arlington Branch Library; 203 Arlington Ave | Brooklyn | Yes | 5.2 | 0.0052 |  | 5720 | 5.72 |  | 2 |  |  |  |  | Solar Ready | No | 16385 | Good | 2 to 4 years | No | 2022 | 2022-07-07 | 11207 | 40.6805 | -73.8872 | 305 | 117201 | 3087001 | 3039230052 | Cypress Hills-City Line
49 | DPR | Clove Lake Garage and Shops | 21 Slosson Ave | Clove Lake Garage and Shops; 21 Slosson Ave | Staten Island | No | 3.05 | 0.00305 |  | 3355 | 3.355 |  | 1 |  |  |  |  | Solar Ready | No | 16500 | Between Good and Fair | 5 to 9 years | Existing Green Roof | 2022 | 2022-07-07 | 10314 | 40.621 | -74.1195 | 501 | 147 | 5112422 | 5003190001 | Westerleigh
25 | HHC | Women's Health Pavilion | 78-20 41st Ave | Women's Health Pavilion; 78-20 41st Ave | Queens | Yes | 45.1 | 0.0451 |  | 49610 | 49.61 |  | 14 |  |  |  |  | Solar Ready | No | 17370 | Good | 5 to 9 years | No | 2022 | 2022-07-07 | 11373 | 40.7456 | -73.8872 | 404 | 267 | 4539651 | 4015000002 | Elmhurst
23 | QPL | Glen Oaks Community Library | 256-04 Union Tpke | Glen Oaks Community Library; 256-04 Union Tpke | Queens | Yes | 10.4 | 0.0104 |  | 11440 | 11.44 |  | 3 |  |  |  |  | Solar Ready | No | 18000 | Good | 2 to 4 years | No | 2022 | 2022-07-07 | 11004 | 40.7454 | -73.715 | 413 | 157902 | 4177530 | 4086930010 | Glen Oaks-Floral Park-New Hyde Park
48 | CUNY | Temporary Building #8 | 2101 Oriental Blvd | Temporary Building #8; 2101 Oriental Blvd | Brooklyn | No | 195.2 | 0.1952 |  | 214720 | 214.72 |  | 62 |  |  |  |  | Solar Ready | No | 18187 | Good | 5 to 9 years | No | 2022 | 2022-07-07 | 11235 | 40.5781 | -73.9328 | 315 | 616 | 3397340 | 3087600060 | Sheepshead Bay-Gerritsen Beach-Manhattan Beach
44 | BPL | Kensington Branch Library | 4209 18th Ave | Kensington Branch Library; 4209 18th Ave | Brooklyn | Yes | 8.45 | 0.00845 |  | 9295 | 9.295 |  | 3 |  |  |  |  | Solar Ready | No | 18500 | Good | 2 to 4 years | No | 2022 | 2022-07-07 | 11218 | 40.6315 | -73.9756 | 314 | 480 | 3000000 | 3054160014 | Flatbush
21 | DPR | Olmsted Center Campus: FMCP Garage | 12 Olmsted Dr | Olmsted Center Campus: FMCP Garage; 12 Olmsted Dr | Queens | No | 68.3 | 0.0683 |  | 75130 | 75.13 |  | 22 |  |  |  |  | Solar Ready | No | 18569 | Fair | 5 to 9 years | Existing Green Roof | 2022 | 2022-07-07 | 11368 | 40.7522 | -73.8496 | 481 | 38302 | 4541448 | 4020180500 | park-cemetery-etc-Queens
31 | NYPD | 101st Precinct | 16-12 Mott Ave | 101st Precinct; 16-12 Mott Ave | Queens | Yes | 42.6 | 0.0426 |  | 46860 | 46.86 |  | 14 |  |  |  |  | Solar Ready | No | 18680 | Good | 5 to 9 years | No | 2022 | 2022-07-07 | 11691 | 40.6029 | -73.7503 | 414 | 103202 | 4298231 | 4155570004 | Far Rockaway-Bayswater
11 | NYPD | 52nd Precinct | 3016 Webster Ave | 52nd Precinct; 3016 Webster Ave | Bronx | Yes | 16.6 | 0.0166 |  | 18260 | 18.26 |  | 5 |  |  |  |  | Solar Ready | No | 18746 | Good | 5 to 9 years | No | 2022 | 2022-07-07 | 10467 | 40.8695 | -73.8798 | 207 | 425 | 2017718 | 2033250005 | Norwood
14 | CUNY | South Hall | 187 W 180th St | South Hall; 187 W 180th St | Bronx | No | 0 | 0 |  | 0 | 0 |  | 0 |  |  |  |  | Solar Ready | No | 18978 | Good | 5 to 9 years | No | 2022 | 2022-07-07 | 10453 | 40.8564 | -73.9145 | 205 | 249 | 2100255 | 2032220062 | University Heights-Morris Heights
14 | DPR | Kingsbridge Recreation Center | 3101 Kings Bridge Ter | Kingsbridge Recreation Center; 3101 Kings Bridge Ter | Bronx | Yes | 13.2 | 0.0132 |  | 14520 | 14.52 |  | 4 |  |  |  |  | Solar Ready | No | 20468 | Between Good and Fair | 5 to 9 years | Planned Green Roof, Existing Cool Roof | 2022 | 2022-07-07 | 10463 | 40.8775 | -73.9003 | 208 | 277 | 2015788 | 2032570111 | Van Cortlandt Village
6 | NYPD | 22nd Precinct | 190 86th St Transverse Rd | 22nd Precinct; 190 86th St Transverse Rd | Manhattan | Yes | 35.8 | 0.0358 |  | 39380 | 39.38 |  | 11 |  |  |  |  | Solar Ready | No | 21700 | Good | 5 to 9 years | No | 2022 | 2022-07-07 | Unknown | Unknown | Unknown |  |  |  | Unknown | Unknown
40 | BPL | Flatbush Branch Library and Learning Center | 22 Linden Blvd | Flatbush Branch Library and Learning Center; 22 Linden Blvd | Brooklyn | Yes | 24.1 | 0.0241 |  | 26510 | 26.51 |  | 8 |  |  |  |  | Solar Ready | No | 21790 | Good | 2 to 4 years | No | 2022 | 2022-07-07 | 11226 | 40.6522 | -73.9582 | 314 | 79602 | 3116706 | 3050860015 | Prospect Lefferts Gardens-Wingate
8 | DHS | Jennie A. Clarke Residence | 179 East 100th St | Jennie A. Clarke Residence; 179 East 100th St | Manhattan | Yes | 47.8 | 0.0478 |  | 52580 | 52.58 |  | 15 |  |  |  |  | Solar Ready | No | 21870 | Good | < 2 years | No | 2022 | 2022-07-07 | 10029 | 40.7881 | -73.9482 | 111 | 166 | 1051796 | 1016280024 | East Harlem South
4 | DPR | Recreation Center 54 | 348 East 54th St | Recreation Center 54; 348 East 54th St | Manhattan | No | 26 | 0.026 |  | 28600 | 28.6 |  | 8 |  |  |  |  | Solar Ready | No | 21920 | Between Good and Fair | < 2 years | Planned Green Roof, Existing Cool Roof | 2022 | 2022-07-07 | 10022 | 40.7569 | -73.9655 | 106 | 98 | 1039840 | 1013460032 | Turtle Bay-East Midtown
10 | DOE | M528 | 180 Wadsworth Ave | M528; 180 Wadsworth Ave | Manhattan | Yes | 3.58 | 0.00358 |  | 3938 | 3.938 |  | 1 |  |  |  |  | Solar Ready | No | 22000 | Between Good and Fair | 5 to 9 years | No | 2022 | 2022-07-07 | 10033 | 40.8505 | -73.9345 | 112 | 271 | 1063928 | 1021640032 | Washington Heights North
26 | QPL | Hunters Point Community Library | 47-40 Center Blvd | Hunters Point Community Library; 47-40 Center Blvd | Queens | No | 0 | 0 |  | 0 | 0 |  | 0 |  |  |  |  | Solar Ready | No | 22000 | Good | < 2 years | Existing Cool Roof | 2022 | 2022-07-07 | 11109 | 40.7453 | -73.9574 | 402 | 1 | 4000000 | 4000190021 | Hunters Point-Sunnyside-West Maspeth
8 | DFTA | Leordo Covello Senior Center | 312 East 109th St | Leordo Covello Senior Center; 312 East 109th St | Manhattan | Yes | 15.6 | 0.0156 |  | 17160 | 17.16 |  | 5 |  |  |  |  | Solar Ready | No | 22978 | Between Good and Fair | 5 to 9 years | No | 2022 | 2022-07-07 | 10029 | 40.7923 | -73.9405 | 111 | 170 | 1074278 | 1016800045 | East Harlem South
21 | QPL | Langston Hughes Community Library | 100-01 Northern Blvd | Langston Hughes Community Library; 100-01 Northern Blvd | Queens | Yes | 14.3 | 0.0143 |  | 15730 | 15.73 |  | 5 |  |  |  |  | Solar Ready | No | 23000 | Good | 5 to 9 years | No | 2022 | 2022-07-07 | 11368 | 40.7574 | -73.8683 | 403 | 363 | 4437193 | 4016950039 | East Elmhurst
8 | DPR | Thomas Jefferson Recreation Center | 2180 1st Ave | Thomas Jefferson Recreation Center; 2180 1st Ave | Manhattan | No | 9.75 | 0.00975 |  | 10725 | 10.725 |  | 3 |  |  |  |  | Solar Ready | No | 23357 | Good | 2 to 4 years | Planned Green Roof | 2022 | 2022-07-07 | 10029 | 40.7936 | -73.9372 | 111 | 178 | 1085632 | 1017050001 | East Harlem North
2 | DHS | Kenton Hotel Shelter | 333 Bowery | Kenton Hotel Shelter; 333 Bowery | Manhattan | Yes | 27.8 | 0.0278 |  | 30580 | 30.58 |  | 9 |  |  |  |  | Solar Ready | No | 23492 | Good | 5 to 9 years | No | 2022 | 2022-07-07 | 10003 | 40.726 | -73.9919 | 103 | 3602 | 1079828 | 1004580004 | East Village
46 | NYPD | Highway District Unit 2 | 2900 Flatbush Ave | Highway District Unit 2; 2900 Flatbush Ave | Brooklyn | No | 31.2 | 0.0312 |  | 34320 | 34.32 |  | 10 |  |  |  |  | Solar Ready | No | 23700 | Fair | 5 to 9 years | No | 2022 | 2022-07-07 | 11234 | 40.6026 | -73.9147 | 318 | 666 | 3397327 | 3085900600 | park-cemetery-etc-Brooklyn
29 | QPL | Forest Hills Community Library | 108-19 71st Ave | Forest Hills Community Library; 108-19 71st Ave | Queens | No | 31.2 | 0.0312 |  | 34320 | 34.32 |  | 10 |  |  |  |  | Solar Ready | No | 23739 | Good | < 2 years | No | 2022 | 2022-07-07 | 11375 | 40.7218 | -73.8434 | 406 | 739 | 4052345 | 4022230054 | Forest Hills
25 | HHC | Hope Pavilion | 77-04 41st Ave | Hope Pavilion; 77-04 41st Ave | Queens | No | 114.7 | 0.1147 |  | 126170 | 126.17 |  | 36 |  |  |  |  | Solar Ready | No | 23954 | Good | 5 to 9 years | No | 2022 | 2022-07-07 | 11373 | 40.7455 | -73.8882 | 404 | 267 | 4037028 | 4014970001 | Elmhurst
1 | NYPD | Police Museum | 100 Old Slip | Police Museum; 100 Old Slip | Manhattan | No | 9.75 | 0.00975 |  | 10725 | 10.725 |  | 3 |  |  |  |  | Solar Ready | No | 24000 | Good | 2 to 4 years | No | 2022 | 2022-07-07 | 10005 | 40.7033 | -74.008 | 101 | 7 | 1000866 | 1000340037 | Battery Park City-Lower Manhattan
49 | DPR | Lyons Pool and Recreation Center | 317 Bay St | Lyons Pool and Recreation Center; 317 Bay St | Staten Island | Yes | 69.3 | 0.0693 |  | 76230 | 76.23 |  | 22 |  |  |  |  | Solar Ready | No | 24000 | Between Good and Fair | 5 to 9 years | Existing Green Roof, Planned Green Roof | 2022 | 2022-07-07 | 10301 | 40.6342 | -74.0752 | 501 | 21 |  | Unknown | Stapleton-Rosebank
49 | DCLA | Bldg A/Staten Island Museum | 1000 Richmond Ter | Bldg A/Staten Island Museum; 1000 Richmond Ter | Staten Island | No | 15.3 | 0.0153 |  | 16830 | 16.83 |  | 5 |  |  |  |  | Solar Ready | No | 24448 | Good | 2 to 4 years | No | 2022 | 2022-07-07 | 10310 | 40.6452 | -74.1047 | 501 | 97 | 5000000 | 5000760200 | West New Brighton-New Brighton-St. George
3 | DPR | High Line Maintence and Operations Building | 820 Washington St | High Line Maintence and Operations Building; 820 Washington St | Manhattan | No | 0 | 0 |  | 0 | 0 |  | 0 |  |  |  |  | Solar Ready | No | 24641 | Fair | 2 to 4 years | Existing Green Roof | 2022 | 2022-07-07 | 10014 | 40.7396 | -74.008 | 102 | 79 | 1089240 | 1006440010 | West Village
17 | DPR | Croto Park Pool and Bathhouse | East 173rd St at Fulton Ave | Croto Park Pool and Bathhouse; East 173rd St at Fulton Ave | Bronx | No | 83.9 | 0.0839 |  | 92290 | 92.29 |  | 27 |  |  |  |  | Solar Ready | No | 25000 | Between Good and Fair | 5 to 9 years | Planned Green Roof, Existing Cool Roof | 2022 | 2022-07-07 | Unknown | Unknown | Unknown |  |  |  | Unknown | Unknown
30 | DPR | Forest Park DPR Shops | 82-99 88th Pl | Forest Park DPR Shops; 82-99 88th Pl | Queens | No | 52.7 | 0.0527 |  | 57970 | 57.97 |  | 17 |  |  |  |  | Solar Ready | No | 27000 | Good | < 2 years | Existing Cool Roof | 2022 | 2022-07-07 | 11385 | 40.7015 | -73.8582 | 405 | 639 | 4094719 | 4038690083 | Glendale
5 | DCLA | Metropolitan Museum of Art Storage | 438-440 East 91st St | Metropolitan Museum of Art Storage; 438-440 East 91st St | Manhattan | No | 19.5 | 0.0195 |  | 21450 | 21.45 |  | 6 |  |  |  |  | Solar Ready | No | 27323 | Good | 5 to 9 years | No | 2022 | 2022-07-07 | 10128 | 40.7797 | -73.9461 | 108 | 152 | 1050735 | 1015700029 | Yorkville
3 | DPR | Tony Dapolito Recreation Center | 3 Clarkson St | Tony Dapolito Recreation Center; 3 Clarkson St | Manhattan | No | 11 | 0.011 |  | 12100 | 12.1 |  | 3 |  |  |  |  | Solar Ready | No | 27440 | Between Good and Fair | 5 to 9 years | Planned Green Roof, Existing Cool Roof | 2022 | 2022-07-07 | 10014 | 40.7294 | -74.0056 | 102 | 67 |  | Unknown | West Village
34 | DEP | BWS Storehouse (GS1) | 1201 Metropolitan Ave | BWS Storehouse (GS1); 1201 Metropolitan Ave | Brooklyn | No | 197 | 0.197 |  | 216700 | 216.7 |  | 63 |  |  |  |  | Solar Ready | No | 27800 | Between Good and Fair | 5 to 9 years | No | 2022 | 2022-07-07 | 11237 | 40.7143 | -73.9288 | 301 | 449 | 3070524 | 3029440011 | East Williamsburg
22 | DOC | Rikers Island New Central Warehouse | 15-15 Hazen St | Rikers Island New Central Warehouse; 15-15 Hazen St | Bronx | No | 18.9 | 0.0189 |  | 20790 | 20.79 |  | 6 |  |  |  |  | Solar Ready | No | 28838 | Good | 5 to 9 years | No | 2022 | 2022-07-07 | 11370 | 40.791 | -73.8844 | 401 | 1 | 2097042 | 2026050040 | Rikers Island
15 | DCLA | World of Birds | 2300 Southern Blvd | World of Birds; 2300 Southern Blvd | Bronx | Yes | 5.9 | 0.0059 |  | 6490 | 6.49 |  | 2 |  |  |  |  | Solar Ready | No | 29110 | Good | 2 to 4 years | No | 2022 | 2022-07-07 | 10460 | 40.8506 | -73.8825 | 206 | 334 | 2116700 | 2031200020 | park-cemetery-etc-Bronx
16 | FDNY | Rescue 3 | 1655 Washington Ave | Rescue 3; 1655 Washington Ave | Bronx | Yes | 16.6 | 0.0166 |  | 18260 | 18.26 |  | 5 |  |  |  |  | Solar Ready | No | 29250 | Good | < 2 years | No | 2022 | 2022-07-07 | 10457 | 40.841 | -73.9015 | 203 | 167 | 2117925 | 2029050030 | Claremont-Bathgate
37 | NYPD | Facilities Magement Division | 127 Pennsylvania Ave | Facilities Magement Division; 127 Pennsylvania Ave | Brooklyn | Yes | 15.6 | 0.0156 |  | 17160 | 17.16 |  | 5 |  |  |  |  | Solar Ready | No | 29940 | Good | 5 to 9 years | No | 2022 | 2022-07-07 | 11207 | 40.6748 | -73.8966 | 305 | 1198 | 3083515 | 3036870001 | East New York
15 | DCLA | Center for Global Conservation | 2300 Southern Blvd | Center for Global Conservation; 2300 Southern Blvd | Bronx | Yes | 29.6 | 0.0296 |  | 32560 | 32.56 |  | 9 |  |  |  |  | Solar Ready | No | 30000 | Good | 5 to 9 years | Existing Green Roof | 2022 | 2022-07-07 | 10460 | 40.8506 | -73.8825 | 206 | 334 | 2116700 | 2031200020 | park-cemetery-etc-Bronx
10 | DPR | Highbridge Recreation Center | 2275 Amsterdam Ave | Highbridge Recreation Center; 2275 Amsterdam Ave | Manhattan | No | 74.8 | 0.0748 |  | 82280 | 82.28 |  | 24 |  |  |  |  | Solar Ready | No | 30054 | Between Good and Fair | 5 to 9 years | Existing Cool Roof | 2022 | 2022-07-07 | 10033 | 40.843 | -73.9346 | 112 | 311 | 1085868 | 1021060001 | park-cemetery-etc-Manhattan
24 | NYPD | 107th Precinct | 71-01 Parsons Blvd | 107th Precinct; 71-01 Parsons Blvd | Queens | Yes | 33.5 | 0.0335 |  | 36850 | 36.85 |  | 11 |  |  |  |  | Solar Ready | No | 32000 | Fair | 5 to 9 years | No | 2022 | 2022-07-07 | 11365 | 40.7301 | -73.8109 | 408 | 122701 | 4445325 | 4067970040 | Pomonok-Flushing Heights-Hillcrest
29 | DPR | Lost Battalion Hall Recreation Center | 93-29 Queens Blvd | Lost Battalion Hall Recreation Center; 93-29 Queens Blvd | Queens | Yes | 46.5 | 0.0465 |  | 51150 | 51.15 |  | 15 |  |  |  |  | Solar Ready | No | 32640 | Between Good and Fair | 5 to 9 years | Existing Green Roof, Planned Green Roof | 2022 | 2022-07-07 | 11374 | 40.7315 | -73.866 | 406 | 71702 | 4050408 | 4020770050 | Rego Park
17 | DSNY | Section Station 92, Bronx Enforcement | 1787 West Farms Rd | Section Station 92, Bronx Enforcement; 1787 West Farms Rd | Bronx | Yes | 74.4 | 0.0744 |  | 81840 | 81.84 |  | 24 |  |  |  |  | Solar Ready | No | 32700 | Good | 2 to 4 years | No | 2022 | 2022-07-07 | 10460 | 40.8361 | -73.8821 | 203 | 161 | 2010955 | 2030150058 | Crotona Park East
1 | NYPD | 5th Precinct | 19 Elizabeth St | 5th Precinct; 19 Elizabeth St | Manhattan | Yes | 3.58 | 0.00358 |  | 3938 | 3.938 |  | 1 |  |  |  |  | Solar Ready | No | 32989 | Good | 5 to 9 years | No | 2022 | 2022-07-07 | 10013 | 40.716 | -73.9973 | 103 | 29 | 1066496 | 1002010020 | Chinatown
38 | DOE | K971 | 6214 4th Ave | K971; 6214 4th Ave | Brooklyn | Yes | 6.18 | 0.00618 |  | 6798 | 6.798 |  | 2 |  |  |  |  | Solar Ready | No | 33000 | Fair | 10 to 14 years | No | 2022 | 2022-07-07 | 11220 | 40.6396 | -74.0198 | 307 | 72 | 3143927 | 3057990038 | Sunset Park West
20 | NYPD | Flushing Armory (Queens North Task Force) | 137-58 Northern Blvd | Flushing Armory (Queens North Task Force); 137-58 Northern Blvd | Queens | Yes | 41.3 | 0.0413 |  | 45430 | 45.43 |  | 13 |  |  |  |  | Solar Ready | No | 35734 | Good | 5 to 9 years | No | 2022 | 2022-07-07 | 11354 | 40.7637 | -73.8292 | 407 | 869 | 4112351 | 4049770039 | Flushing
9 | DPR | Hansborough Pool and Recreation Center | 35 West 134th St | Hansborough Pool and Recreation Center; 35 West 134th St | Manhattan | Yes | 21.8 | 0.0218 |  | 23980 | 23.98 |  | 7 |  |  |  |  | Solar Ready | No | 38000 | Good | 2 to 4 years | Existing Green Roof, Planned Green Roof | 2022 | 2022-07-07 | 10037 | 40.8126 | -73.9395 | 110 | 212 | 1081456 | 1017300055 | Central Harlem North-Polo Grounds
20 | DPR | Al Oerter Recreation Center | 131-40 Fowler Ave | Al Oerter Recreation Center; 131-40 Fowler Ave | Queens | No | 144.3 | 0.1443 |  | 158730 | 158.73 |  | 46 |  |  |  |  | Solar Ready | No | 39000 | Fair | 5 to 9 years | No | 2022 | 2022-07-07 | 11355 | 40.7516 | -73.8342 | 407 | 38302 | 4540092 | 4020180001 | park-cemetery-etc-Queens
38 | NYPD | 68th Precinct | 333 65th St | 68th Precinct; 333 65th St | Brooklyn | No | 49.1 | 0.0491 |  | 54010 | 54.01 |  | 16 |  |  |  |  | Solar Ready | No | 39050 | Fair | 5 to 9 years | No | 2022 | 2022-07-07 | 11220 | 40.6388 | -74.0227 | 310 | 70 | 3144156 | 3058170055 | Bay Ridge
6 | DPR | Arsel Building | 830 5th Ave | Arsel Building; 830 5th Ave | Manhattan | Yes | 11.4 | 0.0114 |  | 12540 | 12.54 |  | 4 |  |  |  |  | Solar Ready | No | 39904 | Fair | 2 to 4 years | Existing Green Roof | 2022 | 2022-07-07 | 10065 | 40.7677 | -73.9705 | 164 | 143 | 1083811 | 1011110001 | park-cemetery-etc-Manhattan
9 | NYPL | Schomburg Black History Library (Old Building) | 103 West 135th St | Schomburg Black History Library (Old Building); 103 West 135th St | Manhattan | Yes | 17.9 | 0.0179 |  | 19690 | 19.69 |  | 6 |  |  |  |  | Solar Ready | No | 40000 | Fair | < 2 years | No | 2022 | 2022-07-07 | 10030 | 40.8143 | -73.9412 | 110 | 228 | 1058275 | 1019200026 | Central Harlem North-Polo Grounds
15 | DCLA | Madagascar (Old Lion House) | 2300 Southern Blvd | Madagascar (Old Lion House); 2300 Southern Blvd | Bronx | Yes | 15.4 | 0.0154 |  | 16940 | 16.94 |  | 5 |  |  |  |  | Solar Ready | No | 40268 | Fair | 5 to 9 years | No | 2022 | 2022-07-07 | 10460 | 40.8506 | -73.8825 | 206 | 334 | 2116700 | 2031200020 | park-cemetery-etc-Bronx
35 | DCLA | BAM Richard B. Fisher Building | 321 Ashland Pl | BAM Richard B. Fisher Building; 321 Ashland Pl | Brooklyn | No | 0 | 0 |  | 0 | 0 |  | 0 |  |  |  |  | Solar Ready | No | 42022 | Good | 5 to 9 years | Existing Green Roof | 2022 | 2022-07-07 | 11217 | 40.6859 | -73.978 | 302 | 35 | 3059184 | 3021110011 | Fort Greene
13 | DOE | X097 | 1375 Mace Ave | X097; 1375 Mace Ave | Bronx | No | 51.2 | 0.0512 |  | 56320 | 56.32 |  | 16 |  |  |  |  | Solar Ready | No | 43200 | Good | 5 to 9 years | No | 2022 | 2022-07-07 | 10469 | 40.8628 | -73.8468 | 211 | 314 | 2052739 | 2044740001 | Allerton-Pelham Gardens
49 | DOE | R040 | 91 Henderson Ave | R040; 91 Henderson Ave | Staten Island | Yes | 74.4 | 0.0744 |  | 81840 | 81.84 |  | 24 |  |  |  |  | Solar Ready | No | 43200 | Between Good and Fair | 5 to 9 years | No | 2022 | 2022-07-07 | 10301 | 40.6407 | -74.0954 | 501 | 81 | 5001823 | 5000730064 | West New Brighton-New Brighton-St. George
35 | DCLA | Brooklyn Botanic Garden Administrative Building | 1000 Washington Ave | Brooklyn Botanic Garden Administrative Building; 1000 Washington Ave | Brooklyn | No | 36.4 | 0.0364 |  | 40040 | 40.04 |  | 12 |  |  |  |  | Solar Ready | No | 43600 | Good | 5 to 9 years | No | 2022 | 2022-07-07 | 11225 | 40.6675 | -73.9618 | 355 | 177 | 3337842 | 3011830001 | park-cemetery-etc-Brooklyn
41 | HRA | Brownsville Multi Service Center (owned) | 444 Thomas Boyland St | Brownsville Multi Service Center (owned); 444 Thomas Boyland St | Brooklyn | Yes | 30.9 | 0.0309 |  | 33990 | 33.99 |  | 10 |  |  |  |  | Solar Ready | Yes | 43726 | Between Good and Fair | 5 to 9 years | No | 2022 | 2022-07-07 | 11212 | 40.6701 | -73.9138 | 316 | 902 | 3080726 | 3034960004 | Brownsville
44 | DOE | K521 | 1057 52nd St | K521; 1057 52nd St | Brooklyn | Yes | 11.5 | 0.0115 |  | 12650 | 12.65 |  | 4 |  |  |  |  | Solar Ready | No | 44000 | Good | 5 to 9 years | No | 2022 | 2022-07-07 | 11219 | 40.6365 | -73.9991 | 312 | 220 | 3398120 | 3056530055 | Borough Park
17 | CUNY | Savoy Building D | 120 East 149th St | Savoy Building D; 120 East 149th St | Bronx | Yes | 65.7 | 0.0657 |  | 72270 | 72.27 |  | 21 |  |  |  |  | Solar Ready | No | 44976 | Good | < 2 years | Existing Green Roof | 2022 | 2022-07-07 | 10451 | 40.819 | -73.9291 | 201 | 63 | 2001091 | 2023500039 | West Concourse
19 | DOE | Q094 | 41-77 Little Neck Pkwy | Q094; 41-77 Little Neck Pkwy | Queens | No | 62.4 | 0.0624 |  | 68640 | 68.64 |  | 20 |  |  |  |  | Solar Ready | No | 45600 | Between Good and Fair | 5 to 9 years | No | 2022 | 2022-07-07 | 11363 | 40.7712 | -73.7393 | 411 | 1479 | 4169468 | 4081350029 | Douglas Manor-Douglaston-Little Neck
24 | DOE | Q131 | 170-45 84 Ave | Q131; 170-45 84 Ave | Queens | Yes | 31.4 | 0.0314 |  | 34540 | 34.54 |  | 10 |  |  |  |  | Solar Ready | No | 46000 | Good | 2 to 4 years | No | 2022 | 2022-07-07 | 11432 | 40.7166 | -73.7946 | 408 | 456 | 4211112 | 4098750001 | Briarwood-Jamaica Hills
48 | CUNY | Leon M. Goldstein Performing Arts Center | 2001 Oriental Blvd | Leon M. Goldstein Performing Arts Center; 2001 Oriental Blvd | Brooklyn | No | 8.78 | 0.00878 |  | 9658 | 9.658 |  | 3 |  |  |  |  | Solar Ready | No | 46768 | Between Good and Fair | 5 to 9 years | No | 2022 | 2022-07-07 | 11235 | 40.5785 | -73.9349 | 315 | 616 | 3326937 | 3087600060 | Sheepshead Bay-Gerritsen Beach-Manhattan Beach
5 | DOE | M114 | 331 East 91st St | M114; 331 East 91st St | Manhattan | No | 23.1 | 0.0231 |  | 25410 | 25.41 |  | 7 |  |  |  |  | Solar Ready | No | 48000 | Between Good and Fair | 10 to 14 years | No | 2022 | 2022-07-07 | 10128 | 40.7807 | -73.9486 | 108 | 154 | 1081267 | 1015540032 | Yorkville
49 | NYPD | 121st Precinct | 970 Richmond Ave | 121st Precinct; 970 Richmond Ave | Staten Island | No | 141.7 | 0.1417 |  | 155870 | 155.87 |  | 45 |  |  |  |  | Solar Ready | No | 48797 | Good | < 2 years | No | 2022 | 2022-07-07 | 10314 | 40.6236 | -74.1491 | 501 | 30302 | 5165197 | 5017040001 | Mariner's Harbor-Arlington-Port Ivory-Graniteville
13 | DOE | X014 | 3041 Bruckner Blvd | X014; 3041 Bruckner Blvd | Bronx | No | 53.6 | 0.0536 |  | 58960 | 58.96 |  | 17 |  |  |  |  | Solar Ready | No | 50129 | Good | 5 to 9 years | No | 2022 | 2022-07-07 | 10461 | 40.8358 | -73.8257 | 210 | 184 | 2072754 | 2053130092 | Schuylerville-Throgs Neck-Edgewater Park
14 | DOE | X240 | 1509-1531 Jerome Ave | X240; 1509-1531 Jerome Ave | Bronx | Yes | 52.5 | 0.0525 |  | 57750 | 57.75 |  | 17 |  |  |  |  | Solar Ready | No | 50300 | Good | 5 to 9 years | No | 2022 | 2022-07-07 | 10452 | 40.8426 | -73.916 | 204 | 209 | 2008336 | 2028590077 | West Concourse
2 | DHS | Manhattan Bowery Shelter | 8 East 3rd St | Manhattan Bowery Shelter; 8 East 3rd St | Manhattan | Yes | 28.9 | 0.0289 |  | 31790 | 31.79 |  | 9 |  |  |  |  | Solar Ready | No | 55000 | Good | 5 to 9 years | No | 2022 | 2022-07-07 | 10003 | 40.7261 | -73.9912 | 103 | 3602 | 1006546 | 1004580011 | East Village
26 | DHS | Borden Avenue Shelter | 21-10 Borden Ave | Borden Avenue Shelter; 21-10 Borden Ave | Queens | No | 218.7 | 0.2187 |  | 240570 | 240.57 |  | 70 |  |  |  |  | Solar Ready | No | 55000 | Good | 5 to 9 years | No | 2022 | 2022-07-07 | 11101 | 40.7404 | -73.9496 | 402 | 1 | 4000526 | 4000680002 | Hunters Point-Sunnyside-West Maspeth
8 | DPR | St. Mary's Recreation Center and Indoor Pool | 450 St Anns Ave | St. Mary's Recreation Center and Indoor Pool; 450 St Anns Ave | Bronx | Yes | 28.6 | 0.0286 |  | 31460 | 31.46 |  | 9 |  |  |  |  | Solar Ready | No | 56125 | Between Good and Fair | 5 to 9 years | Existing Green Roof, Planned Green Roof | 2022 | 2022-07-07 | 10455 | 40.8117 | -73.9144 | 201 | 37 | 2003692 | 2025570001 | Mott Haven-Port Morris
31 | DSNY | Queens East 13J District Garage | 153-67 146th Ave | Queens East 13J District Garage; 153-67 146th Ave | Queens | Yes | 148.8 | 0.1488 |  | 163680 | 163.68 |  | 47 |  |  |  |  | Solar Ready | No | 56515 | Good | < 2 years | No | 2022 | 2022-07-07 | 11434 | 40.6646 | -73.7847 | 413 | 306 | 4433112 | 4150010073 | Springfield Gardens South-Brookville
47 | DCLA | Ocean Wonders | 514 Surf Ave | Ocean Wonders; 514 Surf Ave | Brooklyn | Yes | 148.5 | 0.1485 |  | 163350 | 163.35 |  | 47 |  |  |  |  | Solar Ready | No | 57500 | Good | < 2 years | No | 2022 | 2022-07-07 | 11224 | 40.5749 | -73.9742 | 313 | 352 | 3398098 | 3086980001 | Seagate-Coney Island
22 | DOE | Q397 | 32-52 37th St | Q397; 32-52 37th St | Queens | No | 92.3 | 0.0923 |  | 101530 | 101.53 |  | 29 |  |  |  |  | Solar Ready | No | 58000 | Good | 5 to 9 years | No | 2022 | 2022-07-07 | 11103 | 40.7593 | -73.9209 | 401 | 59 | 4436898 | 4006470016 | Astoria
23 | DOE | Q178 | 189-10 Radnor Rd | Q178; 189-10 Radnor Rd | Queens | No | 149.1 | 0.1491 |  | 164010 | 164.01 |  | 47 |  |  |  |  | Solar Ready | Yes | 58000 | Good | 5 to 9 years | No | 2022 | 2022-07-07 | 11423 | 40.7245 | -73.7775 | 408 | 1277 | 4156558 | 4072770001 | Jamaica Estates-Holliswood
5 | DOE | M183 | 419 East 66 St | M183; 419 East 66 St | Manhattan | No | 42.3 | 0.0423 |  | 46530 | 46.53 |  | 13 |  |  |  |  | Solar Ready | No | 58800 | Good | < 2 years | No | 2022 | 2022-07-07 | 10065 | 40.7637 | -73.9582 | 108 | 116 | 1045569 | 1014610007 | Lenox Hill-Roosevelt Island
41 | DOE | K135 | 684 Linden Blvd | K135; 684 Linden Blvd | Brooklyn | Yes | 63.1 | 0.0631 |  | 69410 | 69.41 |  | 20 |  |  |  |  | Solar Ready | No | 59000 | Between Good and Fair | 5 to 9 years | No | 2022 | 2022-07-07 | 11203 | 40.6536 | -73.9331 | 317 | 870 | 3102005 | 3046730001 | East Flatbush-Farragut
7 | HHC | Lower Washington Heights NFCC Clinic | 1721 Amsterdam Ave | Lower Washington Heights NFCC Clinic; 1721 Amsterdam Ave | Manhattan | Yes | 81.6 | 0.0816 |  | 89760 | 89.76 |  | 26 |  |  |  |  | Solar Ready | No | 59209 | Fair | 5 to 9 years | No | 2022 | 2022-07-07 | 10031 | 40.8253 | -73.9475 | 109 | 231 | 1061339 | 1020600001 | Hamilton Heights
14 | DOE | X360 | 2880 Kingsbridge Ter | X360; 2880 Kingsbridge Ter | Bronx | Yes | 30.2 | 0.0302 |  | 33220 | 33.22 |  | 10 |  |  |  |  | Solar Ready | No | 60000 | Good | 5 to 9 years | No | 2022 | 2022-07-07 | 10463 | 40.8744 | -73.9026 | 208 | 273 | 2103864 | 2032530341 | Van Cortlandt Village
41 | DHS | East New York Avenue SRO (Single Room Occupancy) Residence | 1385 East New York Ave | East New York Avenue SRO (Single Room Occupancy) Residence; 1385 East New York Ave | Brooklyn | Yes | 91 | 0.091 |  | 100100 | 100.1 |  | 29 |  |  |  |  | Solar Ready | No | 60000 | Between Good and Fair | 5 to 9 years | No | 2022 | 2022-07-07 | 11212 | 40.6699 | -73.9164 | 316 | 361 | 3319475 | 3014720001 | Ocean Hill
20 | DOE | Q162 | 201-02 53 Ave | Q162; 201-02 53 Ave | Queens | Yes | 104.3 | 0.1043 |  | 114730 | 114.73 |  | 33 |  |  |  |  | Solar Ready | No | 61000 | Good | 2 to 4 years | No | 2022 | 2022-07-07 | 11364 | 40.749 | -73.7772 | 411 | 140901 | 4159363 | 4074100001 | Bayside-Bayside Hills
10 | DOE | M178 | 12-18 Ellwood St | M178; 12-18 Ellwood St | Manhattan | Yes | 23.7 | 0.0237 |  | 26070 | 26.07 |  | 8 |  |  |  |  | Solar Ready | Yes | 62000 | Good | 5 to 9 years | No | 2022 | 2022-07-07 | 10040 | 40.8592 | -73.9278 | 112 | 283 | 1064128 | 1021710036 | Washington Heights North
9 | DHS | East 119th Street Veterans Residence | 22 East 119th St | East 119th Street Veterans Residence; 22 East 119th St | Manhattan | Yes | 22.4 | 0.0224 |  | 24640 | 24.64 |  | 7 |  |  |  |  | Solar Ready | No | 65510 | Good | 5 to 9 years | No | 2022 | 2022-07-07 | 10035 | 40.8023 | -73.9443 | 111 | 184 | 1076434 | 1017450005 | East Harlem North
15 | DOE | X465 | 4143 Third Ave | X465; 4143 Third Ave | Bronx | Yes | 40 | 0.04 |  | 44000 | 44 |  | 13 |  |  |  |  | Solar Ready | No | 66000 | Fair | 10 to 14 years | No | 2022 | 2022-07-07 | 10457 | 40.845 | -73.897 | 206 | 395 | 2117666 | 2029230018 | Claremont-Bathgate
39 | DSNY | Brooklyn South 6 District Garage | 129 2nd Ave | Brooklyn South 6 District Garage; 129 2nd Ave | Brooklyn | No | 215.9 | 0.2159 |  | 237490 | 237.49 |  | 69 |  |  |  |  | Solar Ready | No | 66000 | Good | 5 to 9 years | No | 2022 | 2022-07-07 | 11215 | 40.6713 | -73.9945 | 306 | 117 | 3022747 | 3010200001 | Park Slope-Gowanus
3 | DOE | M035 (M058) | 317 West 52 St | M035 (M058); 317 West 52 St | Manhattan | No | 30.2 | 0.0302 |  | 33220 | 33.22 |  | 10 |  |  |  |  | Solar Ready | No | 67200 | Good | 2 to 4 years | No | 2022 | 2022-07-07 | 10019 | 40.7639 | -73.9859 | 104 | 133 | 1025241 | 1010430022 | Clinton
42 | DOE | K165 | 76 Lott Ave | K165; 76 Lott Ave | Brooklyn | Yes | 45.2 | 0.0452 |  | 49720 | 49.72 |  | 14 |  |  |  |  | Solar Ready | No | 68000 | Fair | 10 to 14 years | No | 2022 | 2022-07-07 | 11212 | 40.6574 | -73.9111 | 316 | 896 | 3082726 | 3036220023 | Brownsville
47 | DOE | K097 | 1855 Stillwell Ave | K097; 1855 Stillwell Ave | Brooklyn | Yes | 89.7 | 0.0897 |  | 98670 | 98.67 |  | 29 |  |  |  |  | Solar Ready | No | 68000 | Good | 5 to 9 years | No | 2022 | 2022-07-07 | 11223 | 40.6014 | -73.9861 | 311 | 404 | 3177680 | 3066670024 | Bensonhurst East
47 | DOE | K101 | 2360 Benson Ave | K101; 2360 Benson Ave | Brooklyn | Yes | 76.1 | 0.0761 |  | 83710 | 83.71 |  | 24 |  |  |  |  | Solar Ready | No | 68000 | Good | 2 to 4 years | No | 2022 | 2022-07-07 | 11214 | 40.5979 | -73.9917 | 311 | 302 | 3185973 | 3068750032 | Bensonhurst East
14 | DHS | Mount Eden Avenue SRO (Single Room Occupancy) Residence | 50 Mt Eden Ave West | Mount Eden Avenue SRO (Single Room Occupancy) Residence; 50 Mt Eden Ave West | Bronx | Yes | 108.9 | 0.1089 |  | 119790 | 119.79 |  | 35 |  |  |  |  | Solar Ready | No | 68185 | Good | 2 to 4 years | No | 2022 | 2022-07-07 | 10452 | 40.8448 | -73.9161 | 204 | 209 | 2090448 | 2028650049 | West Concourse
2 | DOE | M844 | 400 1st Ave | M844; 400 1st Ave | Manhattan | No | 11.4 | 0.0114 |  | 12540 | 12.54 |  | 4 |  |  |  |  | Solar Ready | No | 68400 | Between Good and Fair | 5 to 9 years | No | 2022 | 2022-07-07 | 10010 | 40.7372 | -73.9783 | 106 | 62 | 1022052 | 1009550001 | Murray Hill-Kips Bay
9 | NYPL | Schomburg Center/Research in Black Culture (New) | 515 Malcolm X Blvd | Schomburg Center/Research in Black Culture (New); 515 Malcolm X Blvd | Manhattan | Yes | 24.7 | 0.0247 |  | 27170 | 27.17 |  | 8 |  |  |  |  | Solar Ready | No | 69924 | Fair | < 2 years | No | 2022 | 2022-07-07 | 10037 | 40.8146 | -73.9405 | 110 | 228 | 1058276 | 1019200029 | Central Harlem North-Polo Grounds
7 | DOE | M004 | 500 West 160 St | M004; 500 West 160 St | Manhattan | Yes | 26 | 0.026 |  | 28600 | 28.6 |  | 8 |  |  |  |  | Solar Ready | No | 70000 | Between Good and Fair | 2 to 4 years | No | 2022 | 2022-07-07 | 10032 | 40.8349 | -73.9411 | 112 | 245 | 1062792 | 1021180022 | Washington Heights South
46 | DOE | K207 | 4011 Fillmore Ave | K207; 4011 Fillmore Ave | Brooklyn | No | 75.6 | 0.0756 |  | 83160 | 83.16 |  | 24 |  |  |  |  | Solar Ready | No | 70000 | Fair | 5 to 9 years | No | 2022 | 2022-07-07 | 11234 | 40.6134 | -73.9301 | 318 | 652 | 3239388 | 3084840001 | Georgetown-Marine Park-Bergen Beach-Mill Basin
7 | DOE | M036 | 123 Morningside Dr | M036; 123 Morningside Dr | Manhattan | Yes | 97.2 | 0.0972 |  | 106920 | 106.92 |  | 31 |  |  |  |  | Solar Ready | No | 71000 | Fair | 5 to 9 years | No | 2022 | 2022-07-07 | 10027 | 40.8103 | -73.9575 | 109 | 19701 | 1055890 | 1018500002 | Morningside Heights
12 | DOE | X112 | 1925 Schiefelin Ave | X112; 1925 Schiefelin Ave | Bronx | Yes | 93.8 | 0.0938 |  | 103180 | 103.18 |  | 30 |  |  |  |  | Solar Ready | Yes | 71000 | Good | 5 to 9 years | No | 2022 | 2022-07-07 | 10466 | 40.885 | -73.8432 | 212 | 458 | 2065991 | 2049050500 | Eastchester-Edenwald-Baychester
8 | DHS | Jackson Family Residence | 691 East 138th St | Jackson Family Residence; 691 East 138th St | Bronx | Yes | 48.4 | 0.0484 |  | 53240 | 53.24 |  | 15 |  |  |  |  | Solar Ready | Yes | 72000 | Good | 5 to 9 years | No | 2022 | 2022-07-07 | 10454 | 40.8052 | -73.9136 | 201 | 2702 | 2003811 | 2025670013 | Mott Haven-Port Morris
23 | CUNY | Administration / Business Building | 222-11 56th Ave | Administration / Business Building; 222-11 56th Ave | Queens | Yes | 53 | 0.053 |  | 58300 | 58.3 |  | 17 |  |  |  |  | Solar Ready | No | 72026 | Good | 2 to 4 years | No | 2022 | 2022-07-07 | 11364 | 40.7535 | -73.7579 | 411 | 138501 | 4439437 | 4074900002 | Oakland Gardens
20 | DOE | Q214 | 31-15 140 St | Q214; 31-15 140 St | Queens | Yes | 90.7 | 0.0907 |  | 99770 | 99.77 |  | 29 |  |  |  |  | Solar Ready | No | 72080 | Good | 2 to 4 years | No | 2022 | 2022-07-07 | 11354 | 40.7704 | -73.8286 | 407 | 88901 | 4100846 | 4044130020 | Flushing
31 | DSNY | Queens 14 District Garage | 51-10 Almeda Ave | Queens 14 District Garage; 51-10 Almeda Ave | Queens | Yes | 289.9 | 0.2899 |  | 318890 | 318.89 |  | 92 |  |  |  |  | Solar Ready | No | 72663 | Good | 5 to 9 years | No | 2022 | 2022-07-07 | 11691 | 40.5978 | -73.7831 | 414 | 97203 | 4616024 | 4159800100 | Hammels-Arverne-Edgemere
42 | DOE | K213 | 580 Hegeman Ave | K213; 580 Hegeman Ave | Brooklyn | Yes | 133.9 | 0.1339 |  | 147290 | 147.29 |  | 43 |  |  |  |  | Solar Ready | No | 73000 | Fair | 10 to 14 years | No | 2022 | 2022-07-07 | 11207 | 40.6605 | -73.8903 | 305 | 1104 | 3097334 | 3043240001 | East New York
50 | DOE | R054 | 1060 Willowbrook Rd | R054; 1060 Willowbrook Rd | Staten Island | No | 145.3 | 0.1453 |  | 159830 | 159.83 |  | 46 |  |  |  |  | Solar Ready | Yes | 74000 | Good | 5 to 9 years | No | 2022 | 2022-07-07 | 10314 | 40.6032 | -74.138 | 502 | 27302 | 5034476 | 5019870104 | New Springville-Bloomfield-Travis
37 | DOE | K290 | 135 Schenck Ave | K290; 135 Schenck Ave | Brooklyn | Yes | 21.8 | 0.0218 |  | 23980 | 23.98 |  | 7 |  |  |  |  | Solar Ready | No | 74022 | Good | < 2 years | No | 2022 | 2022-07-07 | 11207 | 40.6779 | -73.8898 | 305 | 1198 | 3087821 | 3039490018 | East New York
29 | DOE | Q099 | 82-37 Kew Gardens Rd | Q099; 82-37 Kew Gardens Rd | Queens | Yes | 75.7 | 0.0757 |  | 83270 | 83.27 |  | 24 |  |  |  |  | Solar Ready | No | 74400 | Between Good and Fair | 5 to 9 years | No | 2022 | 2022-07-07 | 11415 | 40.7114 | -73.8286 | 409 | 216 | 4080168 | 4033600001 | Kew Gardens
6 | DOE | M191 | 210 West 61 St | M191; 210 West 61 St | Manhattan | No | 101.7 | 0.1017 |  | 111870 | 111.87 |  | 32 |  |  |  |  | Solar Ready | No | 75000 | Between Good and Fair | 5 to 9 years | No | 2022 | 2022-07-07 | 10023 | 40.7719 | -73.9873 | 107 | 147 | 1030320 | 1011520029 | Lincoln Square
30 | NYPD | Central Motor Repair Shop | 53-15 58th St | Central Motor Repair Shop; 53-15 58th St | Queens | No | 107.5 | 0.1075 |  | 118250 | 118.25 |  | 34 |  |  |  |  | Solar Ready | No | 75400 | Good | 2 to 4 years | No | 2022 | 2022-07-07 | 11377 | 40.7337 | -73.9105 | 402 | 243 | 4054276 | 4023610150 | Elmhurst-Maspeth
34 | DOE | K017 | 208 North 5 St | K017; 208 North 5 St | Brooklyn | No | 44.8 | 0.0448 |  | 49280 | 49.28 |  | 14 |  |  |  |  | Solar Ready | No | 76000 | Fair | 5 to 9 years | No | 2022 | 2022-07-07 | 11211 | 40.7154 | -73.9567 | 301 | 519 | 3062337 | 3023450001 | North Side-South Side
8 | DHS | Emergency Assistance Unit (EAU) | 151 East 151st St | Emergency Assistance Unit (EAU); 151 East 151st St | Bronx | Yes | 42.3 | 0.0423 |  | 46530 | 46.53 |  | 13 |  |  |  |  | Solar Ready | No | 76743 | Good | 5 to 9 years | No | 2022 | 2022-07-07 | 10451 | 40.8212 | -73.9276 | 204 | 63 | 2117641 | 2023530057 | West Concourse
40 | DOE | K249 | 18 Marlborough Rd | K249; 18 Marlborough Rd | Brooklyn | Yes | 189 | 0.189 |  | 207900 | 207.9 |  | 60 |  |  |  |  | Solar Ready | No | 77000 | Fair | 5 to 9 years | No | 2022 | 2022-07-07 | 11226 | 40.6497 | -73.966 | 314 | 506 | 3116438 | 3050750001 | Flatbush
46 | DOE | K276 | 1070 East 83 St | K276; 1070 East 83 St | Brooklyn | Yes | 226.9 | 0.2269 |  | 249590 | 249.59 |  | 72 |  |  |  |  | Solar Ready | No | 77000 | Good | 2 to 4 years | No | 2022 | 2022-07-07 | 11236 | 40.6341 | -73.9079 | 318 | 996 | 3225637 | 3080340001 | Canarsie
47 | DOE | K186 | 7601 19 Ave | K186; 7601 19 Ave | Brooklyn | Yes | 40.6 | 0.0406 |  | 44660 | 44.66 |  | 13 |  |  |  |  | Solar Ready | No | 77000 | Fair | 10 to 14 years | No | 2022 | 2022-07-07 | 11214 | 40.6115 | -73.9947 | 311 | 274 | 3160923 | 3062390001 | Bensonhurst West
38 | DOE | K486 | 1171 65th St | K486; 1171 65th St | Brooklyn | Yes | 32.8 | 0.0328 |  | 36080 | 36.08 |  | 10 |  |  |  |  | Solar Ready | No | 78000 | Fair | 5 to 9 years | No | 2022 | 2022-07-07 | 11219 | 40.6278 | -74.0045 | 310 | 212 | 3142008 | 3057450029 | Dyker Heights
39 | DOE | K029 | 425 Henry St | K029; 425 Henry St | Brooklyn | No | 28.6 | 0.0286 |  | 31460 | 31.46 |  | 9 |  |  |  |  | Solar Ready | No | 78000 | Between Good and Fair | 5 to 9 years | No | 2022 | 2022-07-07 | 11201 | 40.687 | -73.9981 | 306 | 45 | 3255627 | 3003110001 | Carroll Gardens-Columbia Street-Red Hook
42 | DOE | K190 | 590 Sheffield Ave | K190; 590 Sheffield Ave | Brooklyn | Yes | 26.7 | 0.0267 |  | 29370 | 29.37 |  | 8 |  |  |  |  | Solar Ready | No | 78000 | Between Good and Fair | 5 to 9 years | No | 2022 | 2022-07-07 | 11207 | 40.6623 | -73.8944 | 305 | 1128 | 3085491 | 3038380018 | East New York (Pennsylvania Ave)
33 | DOE | K054 | 195 Sanford St | K054; 195 Sanford St | Brooklyn | Yes | 27 | 0.027 |  | 29700 | 29.7 |  | 9 |  |  |  |  | Solar Ready | No | 80000 | Fair | 10 to 14 years | No | 2022 | 2022-07-07 | 11205 | 40.693 | -73.953 | 303 | 241 | 3049020 | 3017650015 | Bedford
51 | DSNY | Staten Island 2 District Garage | 2500 Richmond Ave | Staten Island 2 District Garage; 2500 Richmond Ave | Staten Island | No | 398.8 | 0.3988 |  | 438680 | 438.68 |  | 127 |  |  |  |  | Solar Ready | Yes | 80000 | Good | 2 to 4 years | No | 2022 | 2022-07-07 | 10314 | 40.5873 | -74.1682 | 502 | 228 | 5041599 | 5025200001 | New Springville-Bloomfield-Travis
15 | DOE | X254 | 2452 Washington Ave | X254; 2452 Washington Ave | Bronx | Yes | 63.1 | 0.0631 |  | 69410 | 69.41 |  | 20 |  |  |  |  | Solar Ready | Yes | 82880 | Good | 2 to 4 years | No | 2022 | 2022-07-07 | 10458 | 40.8588 | -73.8902 | 206 | 387 | 2103863 | 2030580003 | Belmont
10 | DOE | M263 | 202 Sherman Ave | M263; 202 Sherman Ave | Manhattan | Yes | 17.2 | 0.0172 |  | 18920 | 18.92 |  | 5 |  |  |  |  | Solar Ready | No | 83000 | Between Good and Fair | 10 to 14 years | No | 2022 | 2022-07-07 | 10034 | 40.8654 | -73.9211 | 112 | 293 | 1081910 | 1022260041 | Marble Hill-Inwood
50 | DOE | R050 | 200 Adelaide Ave | R050; 200 Adelaide Ave | Staten Island | No | 182 | 0.182 |  | 200200 | 200.2 |  | 58 |  |  |  |  | Solar Ready | No | 83000 | Good | 2 to 4 years | No | 2022 | 2022-07-07 | 10306 | 40.5617 | -74.1246 | 503 | 13204 | 5063495 | 5047160060 | Oakwood-Oakwood Beach
31 | DOE | Q183 | 2-45 Beach 79 St | Q183; 2-45 Beach 79 St | Queens | Yes | 19.2 | 0.0192 |  | 21120 | 21.12 |  | 6 |  |  |  |  | Solar Ready | No | 84000 | Good | 5 to 9 years | No | 2022 | 2022-07-07 | 11693 | 40.5895 | -73.8054 | 414 | 94202 | 4303354 | 4161120001 | Hammels-Arverne-Edgemere
14 | DOE | X338 | 1780 Dr. Martin Luther King Jr. | X338; 1780 Dr. Martin Luther King Jr. | Bronx | Yes | 146.9 | 0.1469 |  | 161590 | 161.59 |  | 47 |  |  |  |  | Solar Ready | No | 85200 | Between Good and Fair | 10 to 14 years | No | 2022 | 2022-07-07 | Unknown | Unknown | Unknown |  |  |  | Unknown | Unknown
18 | DOE | X036 | 1070 Castle Hill Ave | X036; 1070 Castle Hill Ave | Bronx | Yes | 76.7 | 0.0767 |  | 84370 | 84.37 |  | 24 |  |  |  |  | Solar Ready | Yes | 85260 | Good | 2 to 4 years | No | 2022 | 2022-07-07 | 10472 | 40.8293 | -73.8504 | 209 | 78 | 2026706 | 2038170001 | Westchester-Unionport
48 | DOE | K254 | 1801 Avenue Y | K254; 1801 Avenue Y | Brooklyn | No | 43.6 | 0.0436 |  | 47960 | 47.96 |  | 14 |  |  |  |  | Solar Ready | No | 88000 | Good | 2 to 4 years | No | 2022 | 2022-07-07 | 11235 | 40.5904 | -73.9518 | 315 | 592 | 3203132 | 3074200026 | Sheepshead Bay-Gerritsen Beach-Manhattan Beach
41 | DOE | K005 | 820 Hancock St | K005; 820 Hancock St | Brooklyn | Yes | 184.3 | 0.1843 |  | 202730 | 202.73 |  | 59 |  |  |  |  | Solar Ready | Yes | 90000 | Between Good and Fair | 5 to 9 years | No | 2022 | 2022-07-07 | 11233 | 40.6857 | -73.9225 | 303 | 377 | 3039906 | 3014900001 | Stuyvesant Heights
31 | DOE | Q270 | 233-15 Merrick Blvd | Q270; 233-15 Merrick Blvd | Queens | Yes | 3.05 | 0.00305 |  | 3355 | 3.355 |  | 1 |  |  |  |  | Solar Ready | No | 92000 | Good | < 2 years | No | 2022 | 2022-07-07 | 11422 | 40.6748 | -73.7367 | 413 | 618 | 4529511 | 4129730001 | Laurelton
35 | DOE | K020 | 225 Adelphi St | K020; 225 Adelphi St | Brooklyn | No | 146.6 | 0.1466 |  | 161260 | 161.26 |  | 47 |  |  |  |  | Solar Ready | No | 92000 | Fair | 5 to 9 years | No | 2022 | 2022-07-07 | 11205 | 40.6908 | -73.9714 | 302 | 183 | 3058531 | 3020910003 | Fort Greene
42 | DOE | K149 | 700 Sutter Ave | K149; 700 Sutter Ave | Brooklyn | Yes | 70.9 | 0.0709 |  | 77990 | 77.99 |  | 23 |  |  |  |  | Solar Ready | No | 93000 | Fair | 10 to 14 years | No | 2022 | 2022-07-07 | 11207 | 40.6697 | -73.8928 | 305 | 1158 | 3084348 | 3037740016 | East New York (Pennsylvania Ave)
43 | DOE | K204 | 8101 15th Ave | K204; 8101 15th Ave | Brooklyn | No | 75.1 | 0.0751 |  | 82610 | 82.61 |  | 24 |  |  |  |  | Solar Ready | No | 93000 | Fair | 2 to 4 years | No | 2022 | 2022-07-07 | 11228 | 40.6142 | -74.0066 | 311 | 184 | 3163702 | 3062940001 | Bensonhurst West
46 | DOE | K203 | 5101 Avenue M | K203; 5101 Avenue M | Brooklyn | Yes | 129.4 | 0.1294 |  | 142340 | 142.34 |  | 41 |  |  |  |  | Solar Ready | No | 93000 | Between Good and Fair | 5 to 9 years | No | 2022 | 2022-07-07 | 11234 | 40.6214 | -73.926 | 318 | 680 | 3218626 | 3078490001 | Flatlands
14 | CUNY | North Hall and Library | 200 Hall of Fame Ter | North Hall and Library; 200 Hall of Fame Ter | Bronx | No | 76.3 | 0.0763 |  | 83930 | 83.93 |  | 24 |  |  |  |  | Solar Ready | No | 93845 | Good | 2 to 4 years | No | 2022 | 2022-07-07 | 10453 | 40.8595 | -73.9131 | 205 | 249 | 2119712 | 2032220062 | University Heights-Morris Heights
46 | DOE | K222 | 3301 Quentin Rd | K222; 3301 Quentin Rd | Brooklyn | No | 123.2 | 0.1232 |  | 135520 | 135.52 |  | 39 |  |  |  |  | Solar Ready | No | 94000 | Fair | 5 to 9 years | No | 2022 | 2022-07-07 | 11234 | 40.6133 | -73.9389 | 318 | 646 | 3212254 | 3077060001 | Georgetown-Marine Park-Bergen Beach-Mill Basin
31 | DOE | Q042 | 488 Beach 66 St | Q042; 488 Beach 66 St | Queens | Yes | 60.5 | 0.0605 |  | 66550 | 66.55 |  | 19 |  |  |  |  | Solar Ready | No | 94800 | Between Good and Fair | 5 to 9 years | No | 2022 | 2022-07-07 | 11692 | 40.5945 | -73.7953 | 414 | 964 | 4302817 | 4160390014 | Hammels-Arverne-Edgemere
44 | DOE | K099 | 1120 East 10 St | K099; 1120 East 10 St | Brooklyn | No | 77 | 0.077 |  | 84700 | 84.7 |  | 24 |  |  |  |  | Solar Ready | No | 94800 | Good | < 2 years | No | 2022 | 2022-07-07 | 11230 | 40.6216 | -73.9656 | 312 | 454 | 3171478 | 3065350011 | Ocean Parkway South
47 | DOE | K329 | 2929 West 30 St | K329; 2929 West 30 St | Brooklyn | Yes | 160.9 | 0.1609 |  | 176990 | 176.99 |  | 51 |  |  |  |  | Solar Ready | No | 95000 | Fair | 5 to 9 years | No | 2022 | 2022-07-07 | 11224 | 40.5746 | -73.9963 | 313 | 342 | 3189517 | 3070510001 | Seagate-Coney Island
21 | DOE | Q292 | 99-01 34th Ave | Q292; 99-01 34th Ave | Queens | Yes | 29.9 | 0.0299 |  | 32890 | 32.89 |  | 10 |  |  |  |  | Solar Ready | No | 96000 | Between Good and Fair | 2 to 4 years | No | 2022 | 2022-07-07 | 11368 | 40.7554 | -73.869 | 403 | 377 | 4042496 | 4017140018 | North Corona
26 | DCLA | Museum of the Moving Image | 36-01 35th Ave | Museum of the Moving Image; 36-01 35th Ave | Queens | No | 17.2 | 0.0172 |  | 18920 | 18.92 |  | 5 |  |  |  |  | Solar Ready | No | 97700 | Good | 5 to 9 years | No | 2022 | 2022-07-07 | 11106 | 40.7562 | -73.9244 | 401 | 57 | 4439074 | 4006440001 | Astoria
23 | DOE | Q035 | 191-02 90 Ave | Q035; 191-02 90 Ave | Queens | Yes | 81.9 | 0.0819 |  | 90090 | 90.09 |  | 26 |  |  |  |  | Solar Ready | No | 98000 | Good | 5 to 9 years | No | 2022 | 2022-07-07 | 11423 | 40.7138 | -73.7694 | 412 | 482 | 4222137 | 4104470007 | Hollis
32 | DOE | Q254 | 84-40 101St St | Q254; 84-40 101St St | Queens | Yes | 38.4 | 0.0384 |  | 42240 | 42.24 |  | 12 |  |  |  |  | Solar Ready | No | 98346 | Good | < 2 years | No | 2022 | 2022-07-07 | 11418 | 40.698 | -73.848 | 409 | 24 | 4191296 | 4091770023 | Richmond Hill
8 | DHS | University Avenue Family Residences | 1041 University Ave | University Avenue Family Residences; 1041 University Ave | Bronx | Yes | 113.1 | 0.1131 |  | 124410 | 124.41 |  | 36 |  |  |  |  | Solar Ready | No | 99975 | Good | < 2 years | No | 2022 | 2022-07-07 | 10452 | 40.8338 | -73.9308 | 204 | 189 | 2003496 | 2025270014 | Highbridge
43 | DOE | K807 | 109 Bay 14 St | K807; 109 Bay 14 St | Brooklyn | Yes | 6.83 | 0.00683 |  | 7513 | 7.513 |  | 2 |  |  |  |  | Solar Ready | No | 100000 | Fair | 10 to 14 years | No | 2022 | 2022-07-07 | 11214 | 40.6068 | -74.0081 | 311 | 180 | 3392297 | 3063990040 | Bath Beach
18 | DOE | X047 | 1794 East 172 St | X047; 1794 East 172 St | Bronx | Yes | 57.6 | 0.0576 |  | 63360 | 63.36 |  | 18 |  |  |  |  | Solar Ready | Yes | 100925 | Good | 2 to 4 years | No | 2022 | 2022-07-07 | 10472 | 40.8329 | -73.8668 | 209 | 76 | 2025622 | 2037860016 | West Farms-Bronx River
8 | DOE | M646 | 321 E. 96 St | M646; 321 E. 96 St | Manhattan | Yes | 105.3 | 0.1053 |  | 115830 | 115.83 |  | 33 |  |  |  |  | Solar Ready | No | 102000 | Fair | 5 to 9 years | No | 2022 | 2022-07-07 | 10128 | 40.7836 | -73.9456 | 111 | 15602 | 1083927 | 1016680001 | East Harlem South
28 | DOE | Q223 | 125-20 Sutphin Blvd | Q223; 125-20 Sutphin Blvd | Queens | Yes | 127.4 | 0.1274 |  | 140140 | 140.14 |  | 41 |  |  |  |  | Solar Ready | No | 102000 | Good | 2 to 4 years | No | 2022 | 2022-07-07 | 11434 | 40.6745 | -73.7894 | 412 | 18401 | 4261713 | 4120510001 | Baisley Park
47 | DOE | K095 | 345 Van Sicklen St | K095; 345 Van Sicklen St | Brooklyn | No | 79 | 0.079 |  | 86900 | 86.9 |  | 25 |  |  |  |  | Solar Ready | No | 102316 | Good | < 2 years | No | 2022 | 2022-07-07 | 11223 | 40.5957 | -73.9752 | 315 | 398 | 3192661 | 3071230066 | Gravesend
37 | DOE | K171 | 528 Ridgewood Ave | K171; 528 Ridgewood Ave | Brooklyn | Yes | 54.3 | 0.0543 |  | 59730 | 59.73 |  | 17 |  |  |  |  | Solar Ready | No | 103200 | Good | < 2 years | No | 2022 | 2022-07-07 | 11208 | 40.6862 | -73.8696 | 305 | 1184 | 3092456 | 3041340020 | Cypress Hills-City Line
16 | DOE | X126 | 175 West 166 St | X126; 175 West 166 St | Bronx | Yes | 108.9 | 0.1089 |  | 119790 | 119.79 |  | 35 |  |  |  |  | Solar Ready | No | 105600 | Good | 5 to 9 years | No | 2022 | 2022-07-07 | 10452 | 40.8358 | -73.9283 | 204 | 199 | 2003495 | 2025260083 | Highbridge
5 | DOE | M271 | 645 Main St | M271; 645 Main St | Manhattan | No | 91.5 | 0.0915 |  | 100650 | 100.65 |  | 29 |  |  |  |  | Solar Ready | No | 106000 | Between Good and Fair | 5 to 9 years | No | 2022 | 2022-07-07 | 10044 | 40.7639 | -73.9479 | 108 | 23802 | 1084848 | 1013730001 | Lenox Hill-Roosevelt Island
14 | DHS | Nelson Ave Family Residence | 1605 Nelson Ave | Nelson Ave Family Residence; 1605 Nelson Ave | Bronx | Yes | 52 | 0.052 |  | 57200 | 57.2 |  | 17 |  |  |  |  | Solar Ready | No | 107000 | Good | 2 to 4 years | No | 2022 | 2022-07-07 | 10453 | 40.8462 | -73.9196 | 205 | 21502 | 2008816 | 2028760055 | University Heights-Morris Heights
18 | DOE | X077 | 1250 Ward Ave | X077; 1250 Ward Ave | Bronx | Yes | 75.7 | 0.0757 |  | 83270 | 83.27 |  | 24 |  |  |  |  | Solar Ready | No | 107000 | Good | 2 to 4 years | No | 2022 | 2022-07-07 | 10472 | 40.8301 | -73.8776 | 209 | 54 | 2088553 | 2037750025 | West Farms-Bronx River
10 | DOE | M005 | 3703 10th Ave | M005; 3703 10th Ave | Manhattan | Yes | 15.3 | 0.0153 |  | 16830 | 16.83 |  | 5 |  |  |  |  | Solar Ready | No | 109000 | Good | 2 to 4 years | No | 2022 | 2022-07-07 | 10034 | 40.859 | -73.9229 | 112 | 299 | 1084201 | 1021500030 | Marble Hill-Inwood
38 | DOE | K220 | 4812 9th Ave | K220; 4812 9th Ave | Brooklyn | Yes | 110.2 | 0.1102 |  | 121220 | 121.22 |  | 35 |  |  |  |  | Solar Ready | No | 109000 | Good | 5 to 9 years | No | 2022 | 2022-07-07 | 11220 | 40.6405 | -74.0007 | 312 | 108 | 3012824 | 3007780023 | Sunset Park East
21 | DCLA | Queens Museum of Art | 52-01 Grand Central Pkwy | Queens Museum of Art; 52-01 Grand Central Pkwy | Queens | No | 438.8 | 0.4388 |  | 482680 | 482.68 |  | 140 |  |  |  |  | Solar Ready | No | 110000 | Good | 5 to 9 years | No | 2022 | 2022-07-07 | 11355 | 40.7455 | -73.8471 | 481 | 38302 | 4458851 | 4020180001 | park-cemetery-etc-Queens
19 | DSNY | North Shore Marine Transfer Station | 119-01 31St Ave | North Shore Marine Transfer Station; 119-01 31St Ave | Queens | No | 156.7 | 0.1567 |  | 172370 | 172.37 |  | 50 |  |  |  |  | Solar Ready | Yes | 110088 | Good | 5 to 9 years | No | 2022 | 2022-07-07 | 11354 | 40.7698 | -73.8481 | 407 | 907 | 4605702 | 4043460075 | College Point
13 | DOE | X498 | 1640 Bronxdale Ave | X498; 1640 Bronxdale Ave | Bronx | No | 14 | 0.014 |  | 15400 | 15.4 |  | 4 |  |  |  |  | Solar Ready | No | 112800 | Fair | 10 to 14 years | No | 2022 | 2022-07-07 | 10462 | 40.8447 | -73.8582 | 211 | 244 | 2116414 | 2040910001 | Van Nest-Morris Park-Westchester Square
24 | DOE | Q695 | 160-20 Goethals Ave | Q695; 160-20 Goethals Ave | Queens | Yes | 34.5 | 0.0345 |  | 37950 | 37.95 |  | 11 |  |  |  |  | Solar Ready | No | 112800 | Good | 10 to 14 years | No | 2022 | 2022-07-07 | 11432 | 40.7188 | -73.8065 | 408 | 1267 | 4539721 | 4068580050 | Pomonok-Flushing Heights-Hillcrest
9 | DOE | M136 | 6 Edgecombe Ave | M136; 6 Edgecombe Ave | Manhattan | Yes | 124.8 | 0.1248 |  | 137280 | 137.28 |  | 40 |  |  |  |  | Solar Ready | No | 113000 | Between Good and Fair | 5 to 9 years | No | 2022 | 2022-07-07 | 10030 | 40.8174 | -73.9477 | 110 | 22102 | 1059460 | 1019600001 | Central Harlem North-Polo Grounds
17 | DOE | X060 | 888 Reverend James A. Polite Ave | X060; 888 Reverend James A. Polite Ave | Bronx | Yes | 22.4 | 0.0224 |  | 24640 | 24.64 |  | 7 |  |  |  |  | Solar Ready | Yes | 113000 | Good | 5 to 9 years | No | 2022 | 2022-07-07 | 10459 | 40.8204 | -73.8989 | 202 | 87 | 2005348 | 2026960085 | Longwood
36 | DOE | K035 | 272 Macdonough St | K035; 272 Macdonough St | Brooklyn | Yes | 123.2 | 0.1232 |  | 135520 | 135.52 |  | 39 |  |  |  |  | Solar Ready | No | 113000 | Fair | 2 to 4 years | No | 2022 | 2022-07-07 | 11233 | 40.6819 | -73.936 | 303 | 273 | 3047054 | 3016740011 | Stuyvesant Heights
8 | DOE | M099 | 410 East 100 St | M099; 410 East 100 St | Manhattan | Yes | 59.2 | 0.0592 |  | 65120 | 65.12 |  | 19 |  |  |  |  | Solar Ready | No | 115000 | Between Good and Fair | 5 to 9 years | Existing Green Roof | 2022 | 2022-07-07 | 10029 | 40.7857 | -73.9425 | 111 | 162 | 1052998 | 1016930001 | East Harlem South
1 | DHS | Life Family Shelter | 78 Catherine St | Life Family Shelter; 78 Catherine St | Manhattan | Yes | 143.3 | 0.1433 |  | 157630 | 157.63 |  | 46 |  |  |  |  | Solar Ready | No | 115659 | Good | 5 to 9 years | No | 2022 | 2022-07-07 | 10038 | 40.7108 | -73.9966 | 103 | 25 | 1083359 | 1001110150 | Chinatown
22 | DOE | Q126 | 31-51 21 St | Q126; 31-51 21 St | Queens | No | 160 | 0.16 |  | 176000 | 176 |  | 51 |  |  |  |  | Solar Ready | Yes | 116000 | Good | 5 to 9 years | No | 2022 | 2022-07-07 | 11106 | 40.7663 | -73.9307 | 401 | 77 | 4006382 | 4005530001 | Astoria
28 | DOE | Q124 | 129-15 150 Ave | Q124; 129-15 150 Ave | Queens | Yes | 46.2 | 0.0462 |  | 50820 | 50.82 |  | 15 |  |  |  |  | Solar Ready | No | 116400 | Between Good and Fair | 10 to 14 years | No | 2022 | 2022-07-07 | 11420 | 40.6651 | -73.8117 | 410 | 84602 | 4257530 | 4118820001 | South Ozone Park
43 | DOE | K102 | 211 72 St | K102; 211 72 St | Brooklyn | No | 126.4 | 0.1264 |  | 139040 | 139.04 |  | 40 |  |  |  |  | Solar Ready | No | 116400 | Good | < 2 years | No | 2022 | 2022-07-07 | 11209 | 40.634 | -74.029 | 310 | 68 | 3146491 | 3058900001 | Bay Ridge
2 | DOE | M060 | 420 East 12 St | M060; 420 East 12 St | Manhattan | No | 68.6 | 0.0686 |  | 75460 | 75.46 |  | 22 |  |  |  |  | Solar Ready | No | 120000 | Between Good and Fair | 2 to 4 years | No | 2022 | 2022-07-07 | 10009 | 40.7296 | -73.9826 | 103 | 34 | 1005974 | 1004390017 | East Village
41 | DHS | Dean Street Family Residence | 2155 Dean St | Dean Street Family Residence; 2155 Dean St | Brooklyn | Yes | 9.75 | 0.00975 |  | 10725 | 10.725 |  | 3 |  |  |  |  | Solar Ready | No | 124500 | Good | 5 to 9 years | No | 2022 | 2022-07-07 | 11233 | 40.675 | -73.916 | 316 | 303 | 3038719 | 3014400073 | Ocean Hill
17 | CUNY | B Building | 500 Grand Concourse | B Building; 500 Grand Concourse | Bronx | Yes | 57.9 | 0.0579 |  | 63690 | 63.69 |  | 18 |  |  |  |  | Solar Ready | No | 124892 | Good | 5 to 9 years | No | 2022 | 2022-07-07 | 10451 | 40.8181 | -73.9275 | 201 | 51 | 2001019 | 2023430032 | Mott Haven-Port Morris
25 | DOE | Q007 | 80-55 Cornish Ave | Q007; 80-55 Cornish Ave | Queens | Yes | 52.1 | 0.0521 |  | 57310 | 57.31 |  | 17 |  |  |  |  | Solar Ready | No | 125000 | Fair | 10 to 14 years | No | 2022 | 2022-07-07 | 11373 | 40.7391 | -73.8825 | 404 | 485 | 4467710 | 4015380075 | Elmhurst-Maspeth
45 | DOE | K181 | 1023 New York Ave | K181; 1023 New York Ave | Brooklyn | Yes | 39.7 | 0.0397 |  | 43670 | 43.67 |  | 13 |  |  |  |  | Solar Ready | No | 128000 | Fair | 2 to 4 years | No | 2022 | 2022-07-07 | 11203 | 40.6482 | -73.9464 | 317 | 856 | 3327776 | 3049040010 | East Flatbush-Farragut
33 | DOE | K655 | 345 Dean St | K655; 345 Dean St | Brooklyn | No | 100.4 | 0.1004 |  | 110440 | 110.44 |  | 32 |  |  |  |  | Solar Ready | No | 129000 | Between Good and Fair | 2 to 4 years | No | 2022 | 2022-07-07 | 11217 | 40.6836 | -73.9803 | 302 | 39 | 3001190 | 3001920013 | DUMBO-Vinegar Hill-Downtown Brooklyn-Boerum Hill
50 | DPR | Ocean Breeze Indoor Athletic Facility | 625 Father Capodanno Blvd | Ocean Breeze Indoor Athletic Facility; 625 Father Capodanno Blvd | Staten Island | Yes | 615.2 | 0.6152 |  | 676720 | 676.72 |  | 196 |  |  |  |  | Solar Ready | No | 134522 | Good | 5 to 9 years | No | 2022 | 2022-07-07 | 10305 | 40.5822 | -74.0746 | 502 | 70 | 5164735 | 5033550001 | Old Town-Dongan Hills-South Beach
48 | DOE | K014 | 2424 Batchelder St | K014; 2424 Batchelder St | Brooklyn | No | 189.8 | 0.1898 |  | 208780 | 208.78 |  | 60 |  |  |  |  | Solar Ready | No | 139000 | Between Good and Fair | 5 to 9 years | No | 2022 | 2022-07-07 | 11235 | 40.5935 | -73.9377 | 315 | 596 | 3203617 | 3074240001 | Sheepshead Bay-Gerritsen Beach-Manhattan Beach
18 | DOE | X102 | 1827 Archer St | X102; 1827 Archer St | Bronx | Yes | 163 | 0.163 |  | 179300 | 179.3 |  | 52 |  |  |  |  | Solar Ready | No | 141000 | Between Good and Fair | 5 to 9 years | No | 2022 | 2022-07-07 | 10460 | 40.8376 | -73.866 | 209 | 21601 | 2028640 | 2039210030 | West Farms-Bronx River
23 | CUNY | Medical Arts Building | 222-01 56th Ave | Medical Arts Building; 222-01 56th Ave | Queens | Yes | 47.8 | 0.0478 |  | 52580 | 52.58 |  | 15 |  |  |  |  | Solar Ready | No | 141324 | Good | 2 to 4 years | No | 2022 | 2022-07-07 | 11364 | 40.7534 | -73.7583 | 411 | 138501 | 4439438 | 4074900002 | Oakland Gardens
17 | DOE | X098 | 1619 Boston Rd | X098; 1619 Boston Rd | Bronx | Yes | 75.5 | 0.0755 |  | 83050 | 83.05 |  | 24 |  |  |  |  | Solar Ready | Yes | 143000 | Good | 5 to 9 years | No | 2022 | 2022-07-07 | 10460 | 40.8359 | -73.8905 | 203 | 155 | 2009867 | 2029390093 | Crotona Park East
33 | DOE | K117 | 300 Willoughby Ave | K117; 300 Willoughby Ave | Brooklyn | Yes | 252 | 0.252 |  | 277200 | 277.2 |  | 80 |  |  |  |  | Solar Ready | Yes | 147000 | Good | 2 to 4 years | No | 2022 | 2022-07-07 | 11205 | 40.6926 | -73.9588 | 303 | 235 | 3055165 | 3019260010 | Clinton Hill
45 | DOE | K395 | 1001 East 45th St | K395; 1001 East 45th St | Brooklyn | Yes | 201.8 | 0.2018 |  | 221980 | 221.98 |  | 64 |  |  |  |  | Solar Ready | No | 150000 | Good | < 2 years | No | 2022 | 2022-07-07 | 11203 | 40.6365 | -73.9336 | 317 | 836 | 3114526 | 3050220002 | East Flatbush-Farragut
42 | DOE | K422 | 1065 Elton St | K422; 1065 Elton St | Brooklyn | Yes | 112.99 | 0.11299 |  | 124289 | 124.289 |  | 36 |  |  |  |  | Solar Ready | Yes | 154000 | Fair | 5 to 9 years | No | 2022 | 2022-07-07 | 11208 | 40.6574 | -73.8747 | 305 | 1070 | 3413878 | 3044490001 | East New York
3 | FIT | Bldg E, Shirley Goodman Resource Center | 200 West 27th St | Bldg E, Shirley Goodman Resource Center; 200 West 27th St | Manhattan | No | 40.3 | 0.0403 |  | 44330 | 44.33 |  | 13 |  |  |  |  | Solar Ready | No | 157540 | Good | 2 to 4 years | No | 2022 | 2022-07-07 | 10001 | 40.7466 | -73.9939 | 105 | 95 | 1014236 | 1007760040 | Midtown-Midtown South
35 | DHS | Atlantic Avenue Men's Shelter (Armory) | 1322 Bedford Ave | Atlantic Avenue Men's Shelter (Armory); 1322 Bedford Ave | Brooklyn | Yes | 378.2 | 0.3782 |  | 416020 | 416.02 |  | 120 |  |  |  |  | Solar Ready | No | 164320 | Good | 2 to 4 years | No | 2022 | 2022-07-07 | 11216 | 40.6783 | -73.9529 | 308 | 221 | 3029748 | 3011990015 | Crown Heights North
23 | CUNY | Science Building | 222-15 56th Ave | Science Building; 222-15 56th Ave | Queens | Yes | 74.8 | 0.0748 |  | 82280 | 82.28 |  | 24 |  |  |  |  | Solar Ready | No | 171204 | Good | 2 to 4 years | No | 2022 | 2022-07-07 | 11364 | 40.7535 | -73.7579 | 411 | 138501 | 4439434 | 4074900002 | Oakland Gardens
8 | DOE | M117 | 240 East 109 St | M117; 240 East 109 St | Manhattan | Yes | 245.2 | 0.2452 |  | 269720 | 269.72 |  | 78 |  |  |  |  | Solar Ready | Yes | 172000 | Good | 5 to 9 years | No | 2022 | 2022-07-07 | 10029 | 40.7931 | -73.9423 | 111 | 170 | 1052433 | 1016560100 | East Harlem South
35 | DOE | K805 | 49 Flatbush Avenue Ext | K805; 49 Flatbush Avenue Ext | Brooklyn | No | 16.6 | 0.0166 |  | 18260 | 18.26 |  | 5 |  |  |  |  | Solar Ready | No | 173000 | Fair | 5 to 9 years | No | 2022 | 2022-07-07 | 11201 | 40.6973 | -73.985 | 302 | 15 | 3000216 | 3001200020 | DUMBO-Vinegar Hill-Downtown Brooklyn-Boerum Hill
4 | DCLA | New York City Center | 131 W 55 St | New York City Center; 131 W 55 St | Manhattan | No | 2.28 | 0.00228 |  | 2508 | 2.508 |  | 1 |  |  |  |  | Solar Ready | No | 177000 | Good | 5 to 9 years | No | 2022 | 2022-07-07 | 10019 | 40.7636 | -73.9795 | 105 | 137 | 1023391 | 1010080015 | Midtown-Midtown South
24 | DOE | Q515 | 149-11 Melbourne Ave | Q515; 149-11 Melbourne Ave | Queens | Yes | 60.5 | 0.0605 |  | 66550 | 66.55 |  | 19 |  |  |  |  | Solar Ready | No | 187200 | Between Good and Fair | 5 to 9 years | No | 2022 | 2022-07-07 | 11367 | 40.7344 | -73.8214 | 408 | 809 | 4538714 | 4065070200 | Kew Gardens Hills
35 | DHS | Auburn Family Residence | 39 Auburn Pl | Auburn Family Residence; 39 Auburn Pl | Brooklyn | Yes | 17.2 | 0.0172 |  | 18920 | 18.92 |  | 5 |  |  |  |  | Solar Ready | No | 198000 | Good | 5 to 9 years | No | 2022 | 2022-07-07 | 11205 | 40.6944 | -73.9763 | 302 | 2901 | 3251647 | 3020390101 | Fort Greene
11 | DOE | X430 | 2780 Reservoir Ave | X430; 2780 Reservoir Ave | Bronx | No | 339 | 0.339 |  | 372900 | 372.9 |  | 108 |  |  |  |  | Solar Ready | Yes | 241000 | Good | 5 to 9 years | No | 2022 | 2022-07-07 | 10468 | 40.8703 | -73.8983 | 207 | 409 | 2015241 | 2032470070 | Van Cortlandt Village
6 | DSNY | Manhattan 4, 4A, 7 District Garage; Salt | 650 West 57th St | Manhattan 4, 4A, 7 District Garage; Salt; 650 West 57th St | Manhattan | No | 362.6 | 0.3626 |  | 398860 | 398.86 |  | 115 |  |  |  |  | Solar Ready | Yes | 247669 | Good | 2 to 4 years | No | 2022 | 2022-07-07 | 10019 | 40.7711 | -73.9934 | 104 | 135 | 1087609 | 1011040001 | Clinton
19 | NYPD | Police Academy | 130-30 28th Ave | Police Academy; 130-30 28th Ave | Queens | No | 4.85 | 0.00485 |  | 5335 | 5.335 |  | 2 |  |  |  |  | Solar Ready | No | 250577 | Good | < 2 years | No | 2022 | 2022-07-07 | 11354 | 40.7728 | -73.8389 | 407 | 907 | 4537931 | 4043270100 | College Point
3 | FIT | Bldg A, The David Dubinsky Student Center | 340 8th Ave | Bldg A, The David Dubinsky Student Center; 340 8th Ave | Manhattan | No | 105.3 | 0.1053 |  | 115830 | 115.83 |  | 33 |  |  |  |  | Solar Ready | No | 271840 | Good | 2 to 4 years | No | 2022 | 2022-07-07 | 10001 | 40.7479 | -73.9966 | 105 | 95 | 1014250 | 1007770001 | Midtown-Midtown South
9 | HHC | Henry J. Carter Hospital | 1879 Madison Ave | Henry J. Carter Hospital; 1879 Madison Ave | Manhattan | Yes | 34.5 | 0.0345 |  | 37950 | 37.95 |  | 11 |  |  |  |  | Solar Ready | No | 276398 | Good | 2 to 4 years | No | 2022 | 2022-07-07 | 10035 | 40.8037 | -73.9422 | 111 | 198 | 1077376 | 1017470035 | East Harlem North
1 | DOE | M520 | 411 Pearl St | M520; 411 Pearl St | Manhattan | Yes | 28.6 | 0.0286 |  | 31460 | 31.46 |  | 9 |  |  |  |  | Solar Ready | No | 300000 | Between Good and Fair | 5 to 9 years | No | 2022 | 2022-07-07 | 10038 | 40.7114 | -74.0009 | 101 | 29 | 1001388 | 1001130100 | Chinatown
4 | DCLA | Carnegie Hall | 881 7th Ave | Carnegie Hall; 881 7th Ave | Manhattan | No | 0 | 0 |  | 0 | 0 |  | 0 |  |  |  |  | Solar Ready | No | 304000 | Good | 5 to 9 years | Existing Green Roof | 2022 | 2022-07-07 | 10019 | 40.7649 | -73.9804 | 105 | 137 | 1023449 | 1010090001 | Midtown-Midtown South
11 | DCLA | NYBG Peter Jay Sharp Building Parking Garage | 401 Bedford Park Blvd | NYBG Peter Jay Sharp Building Parking Garage; 401 Bedford Park Blvd | Bronx | Yes | 223.6 | 0.2236 |  | 245960 | 245.96 |  | 71 |  |  |  |  | Solar Ready | No | 305000 | Good | 5 to 9 years | No | 2022 | 2022-07-07 | 10458 | 40.8672 | -73.8835 | 207 | 425 | 2000000 | 2032740001 | Norwood
4 | DOE | M488 | 231-249 E 56 St | M488; 231-249 E 56 St | Manhattan | No | 17.6 | 0.0176 |  | 19360 | 19.36 |  | 6 |  |  |  |  | Solar Ready | No | 312000 | Good | 5 to 9 years | No | 2022 | 2022-07-07 | 10022 | 40.7592 | -73.9672 | 106 | 108 | 1088892 | 1013300013 | Turtle Bay-East Midtown
26 | DOE | Q610 | 45-30 36 St | Q610; 45-30 36 St | Queens | No | 66.3 | 0.0663 |  | 72930 | 72.93 |  | 21 |  |  |  |  | Solar Ready | No | 317000 | Good | 2 to 4 years | No | 2022 | 2022-07-07 | 11101 | 40.7435 | -73.9291 | 402 | 179 | 4436685 | 4002260001 | Hunters Point-Sunnyside-West Maspeth
35 | DOE | K440 | 883 Classon Ave | K440; 883 Classon Ave | Brooklyn | Yes | 182.1 | 0.1821 |  | 200310 | 200.31 |  | 58 |  |  |  |  | Solar Ready | No | 324000 | Good | < 2 years | No | 2022 | 2022-07-07 | 11225 | 40.6703 | -73.9617 | 309 | 213 | 3029686 | 3011870001 | Crown Heights South
3 | FIT | Kaufman Hall Dormitory (FIT) | 406 West 31st St | Kaufman Hall Dormitory (FIT); 406 West 31st St | Manhattan | No | 3.36 | 0.00336 |  | 3696 | 3.696 |  | 1 |  |  |  |  | Solar Ready | No | 324885 | Good | 5 to 9 years | No | 2022 | 2022-07-07 | 10001 | 40.7517 | -73.9981 | 104 | 103 | 1012834 | 1007280042 | Hudson Yards-Chelsea-Flatiron-Union Square
35 | BPL | Central Library and Learning Center | 10 Grand Army Plaza | Central Library and Learning Center; 10 Grand Army Plaza | Brooklyn | No | 271.1 | 0.2711 |  | 298210 | 298.21 |  | 86 |  |  |  |  | Solar Ready | No | 350000 | Good | 2 to 4 years | No | 2022 | 2022-07-07 | 11238 | 40.6728 | -73.9691 | 355 | 177 | 3029665 | 3011830002 | park-cemetery-etc-Brooklyn
1 | CUNY | Fiterman Hall | 245 Greenwich St | Fiterman Hall; 245 Greenwich St | Manhattan | No | 14.3 | 0.0143 |  | 15730 | 15.73 |  | 5 |  |  |  |  | Solar Ready | No | 357774 | Good | 5 to 9 years | Existing Green Roof | 2022 | 2022-07-07 | 10007 | 40.7141 | -74.0116 | 101 | 21 | 1088292 | 1001270001 | SoHo-TriBeCa-Civic Center-Little Italy
1 | DCAS | Court Square Building | 2 Lafayette St | Court Square Building; 2 Lafayette St | Manhattan | No | 17.6 | 0.0176 |  | 19360 | 19.36 |  | 6 |  |  |  |  | Solar Ready | No | 363309 | Good | 2 to 4 years | No | 2022 | 2022-07-07 | 10007 | 40.7137 | -74.0036 | 101 | 31 | 1001672 | 1001550001 | SoHo-TriBeCa-Civic Center-Little Italy
15 | DOE | X435 | 500 East Fordham Rd | X435; 500 East Fordham Rd | Bronx | Yes | 203.1 | 0.2031 |  | 223410 | 223.41 |  | 65 |  |  |  |  | Solar Ready | No | 382925 | Good | 2 to 4 years | No | 2022 | 2022-07-07 | 10458 | 40.86 | -73.8883 | 206 | 387 | 2011810 | 2030590001 | Belmont
6 | DOE | M485 | 100 Amsterdam Ave | M485; 100 Amsterdam Ave | Manhattan | Yes | 154.4 | 0.1544 |  | 169840 | 169.84 |  | 49 |  |  |  |  | Solar Ready | No | 388000 | Good | 5 to 9 years | No | 2022 | 2022-07-07 | 10023 | 40.7736 | -73.9853 | 107 | 151 | 1030341 | 1011560030 | Lincoln Square
3 | DSNY | Manhattan Community Districts 1, 2 and 5 | 353 Spring St | Manhattan Community Districts 1, 2 and 5; 353 Spring St | Manhattan | No | 5.53 | 0.00553 |  | 6083 | 6.083 |  | 2 |  |  |  |  | Solar Ready | No | 388255 | Good | 2 to 4 years | Existing Green Roof | 2022 | 2022-07-07 | 10014 | 40.7262 | -74.0107 | 102 | 37 | 1089625 | 1005967501 | SoHo-TriBeCa-Civic Center-Little Italy
31 | DOE | Q410 | 100-00 Beach Channel Dr | Q410; 100-00 Beach Channel Dr | Queens | No | 893.4 | 0.8934 |  | 982740 | 982.74 |  | 284 |  |  |  |  | Solar Ready | No | 409000 | Good | 5 to 9 years | No | 2022 | 2022-07-07 | 11694 | 40.5861 | -73.8226 | 414 | 94201 | 4303773 | 4161670099 | Breezy Point-Belle Harbor-Rockaway Park-Broad Channel
1 | DOE | M477 | 345 Chambers St | M477; 345 Chambers St | Manhattan | No | 49.4 | 0.0494 |  | 54340 | 54.34 |  | 16 |  |  |  |  | Solar Ready | No | 420000 | Between Good and Fair | 5 to 9 years | No | 2022 | 2022-07-07 | 10282 | 40.7177 | -74.014 | 101 | 31703 | 1084587 | 1000160215 | Battery Park City-Lower Manhattan
11 | DOE | X440 | 100 W. Moshulu Parkway S | X440; 100 W. Moshulu Parkway S | Bronx | Yes | 355.2 | 0.3552 |  | 390720 | 390.72 |  | 113 |  |  |  |  | Solar Ready | No | 439200 | Between Good and Fair | 2 to 4 years | No | 2022 | 2022-07-07 | Unknown | Unknown | Unknown |  |  |  | Unknown | Unknown
13 | DCAS | Public Safety Answering Center II | 350 Marconi St | Public Safety Answering Center II; 350 Marconi St | Bronx | Yes | 154.4 | 0.1544 |  | 169840 | 169.84 |  | 49 |  |  |  |  | Solar Ready | No | 450000 | Good | 5 to 9 years | No | 2022 | 2022-07-07 | 10461 | 40.8545 | -73.8382 | 211 | 284 | 2125035 | 2042260075 | Van Nest-Morris Park-Westchester Square
35 | DOE | K430 | 29 Fort Greene Pl | K430; 29 Fort Greene Pl | Brooklyn | No | 37.1 | 0.0371 |  | 40810 | 40.81 |  | 12 |  |  |  |  | Solar Ready | No | 594000 | Between Good and Fair | 10 to 14 years | No | 2022 | 2022-07-07 | 11217 | 40.6888 | -73.9769 | 302 | 33 | 3058752 | 3020980013 | Fort Greene
40 | HHC | Buildings A, B, C | 451 Clarkson Ave | Buildings A, B, C; 451 Clarkson Ave | Brooklyn | Yes | 653.1 | 0.6531 |  | 718410 | 718.41 |  | 208 |  |  |  |  | Solar Ready | No | 658920 | Between Good and Fair | 5 to 9 years | No | 2022 | 2022-07-07 | 11203 | 40.6558 | -73.9446 | 309 | 808 | 3327711 | 3048290001 | Prospect Lefferts Gardens-Wingate
4 | NYPL | Central Library - Stephen A. Schwartzman Building | 476 5th Ave | Central Library - Stephen A. Schwartzman Building; 476 5th Ave | Manhattan | No | 250.1 | 0.2501 |  | 275110 | 275.11 |  | 80 |  |  |  |  | Solar Ready | No | 661428 | Good | 2 to 4 years | No | 2022 | 2022-07-07 | 10018 | 40.7527 | -73.9815 | 105 | 84 | 1034194 | 1012570001 | Midtown-Midtown South
26 | DOE | Q801 | 44-36 Vernon Blvd | Q801; 44-36 Vernon Blvd | Queens | No | 299.64 | 0.29964 |  | 329604 | 329.604 |  | 95 |  |  |  |  | Solar Ready | Yes | 750000 | Good | 5 to 9 years | No | 2022 | 2022-07-07 | 11101 | 40.7494 | -73.9522 | 402 | 1 | 4005429 | 4004890001 | Hunters Point-Sunnyside-West Maspeth
1 | NYPD | NYPD Police Headquarters | 1 Police Plz | NYPD Police Headquarters; 1 Police Plz | Manhattan | Yes | 158 | 0.158 |  | 173800 | 173.8 |  | 50 |  |  |  |  | Solar Ready | No | 1000518 | Good | 2 to 4 years | No | 2022 | 2022-07-07 | 10038 | 40.7123 | -74.0009 | 101 | 29 | 1079143 | 1001190001 | Chinatown
19 | NYPD | 620 Circle Drive | 620 Circle Dr | 620 Circle Drive; 620 Circle Dr | Queens | No | 2.6 | 0.0026 |  | 2860 | 2.86 |  | 1 |  |  |  |  | Solar Ready | No | 5926250 | Good | 5 to 9 years | No | 2022 | 2022-07-07 | 11359 | 40.7947 | -73.7807 | 407 | 999 | 4539854 | 4059170001 | Ft. Totten-Bay Terrace-Clearview

## pivot tables
Row Labels | Count of site_address | Sum of Installed or Estimated Capacity (MW) |  | Status | (Multiple Items)
Completed | 87 | 12.0096
In Progress | 171 | 41.0742 |  | Row Labels | Count of site_address | Sum of Installed or Estimated Capacity (mW)
Solar Ready | 248 | 20.0011 |  | Bronx | 47 | 8.0431
Grand Total | 506 | 73.0849 |  | Brooklyn | 81 | 14.6772
|  |  |  | Manhattan | 33 | 11.9164
Remaining MW to install to make 100MW goal (after all in-progress completed): |  |  |  | Queens | 72 | 11.2872
46.9162 |  |  |  | Staten Island | 22 | 6.0589
|  |  |  | Upstate | 3 | 1.1011
Remaining MW to make solar ready and install to 100MW goal: |  |  |  | Grand Total | 258 | 53.0838
26.9151
Row Labels | Count of site_address | Sum of Installed or Estimated Capacity (mW) | Sum of Upfront Project Cost ($) | Sum of Estimated Annual Energy Savings ($) | Sum of Estimated annual emmissions reduction (MT CO2) | Average of Percentage of Max Peak Demand solar will cover | Average of Percentage of Annual Electricity Consumption solar will supply | Sum of Estimated Annual Production (mW hours) | Sum of Estimated Social Cost of Carbon Value ($)
Completed | 87 | 12.0096 | 39982909 | 2426337 | 3818 | 0.40567 | 0.17925 | 13210.571 | 542166
In Progress | 171 | 41.0742 | 0 | 6777267 | 13058 | 0.80244 | 0.35904 | 45181.653 | 1854264
Grand Total | 258 | 53.0838 | 39982909 | 9203604 | 16876 | 0.66865 | 0.29794 | 58392.224 | 2396430
Average cost per MW capacity installed:
3329242.9146
|  |  |  | Row Labels | Sum of Installed or Estimated Capacity (mW) | Sum of Estimated Annual Production (mW hours) | Sum of Estimated annual emmissions reduction (MT CO2) | Sum of Total Gross Square Footage (GSF)
|  |  |  | Solar Ready | 20.0011 | 22001.177 | 6364 | 30792499
|  |  |  | Bronx | 3.6779 | 4045.69 | 1169 | 4378802
|  |  |  | Brooklyn | 6.6415 | 7305.606 | 2113 | 6770413
|  |  |  | Manhattan | 3.0162 | 3317.776 | 959 | 8261310
|  |  |  | Queens | 4.9282 | 5421.02 | 1569 | 10799605
|  |  |  | Staten Island | 1.7373 | 1911.085 | 554 | 582369
|  |  |  | Grand Total | 20.0011 | 22001.177 | 6364 | 30792499
^removed one GSF outlier, about 6mil, to see relationship more closely
GSF and estimated capacity do not appear correlated, project cost and capacity appear somewhat correlated. Calculate in SQL.

## 2020_data
City Council District | Agency | Site | Address | Borough | Environmental Justice Area | Installation Date | Installed or Estimated Capacity | Percentage of Max Peak Demand | Estimated Annual Production | Percentage of Annual Electricity Consumption | Estimated Annual Emissions Reduction | Estimated Social Cost of Carbon Value | Estimated Annual Energy Savings | Upfront Project Cost | Financing Mechanism | Status | Solar-Readiness Assessment | Total Gross Square Footage | Roof Condition | Roof Age | Other Sustaibility Projects | Year of Report | Data Current as of | Postcode | Latitude | Longitude | Community Board | Census Tract | BIN | BBL | NTA
22 | DOC | Rikers Island Composting Station | Rikers Island | Bronx | ï¿½ | 35400 | 10.00 kW | 0.01 | 11,000 kWh | 0.01 | 3 MT CO2 | 451 | 1650 | N/A | Capital | Completed | [5 empty] | 2020 | 2021-06-14 | 11370 | 40.7906 | -73.8819 | 401 | 1 | 2000000 | 2026050040 | Rikers Island
1 | DCLA | Museum of Jewish Heritage | 36 Battery Pl | Manhattan | ï¿½ | 37622 | 36.63 kW | 0.05 | 40,293 kWh | 0.04 | 12 MT CO2 | 1654 | 4835 | N/A | Capital | Completed | [5 empty] | 2020 | 2021-06-14 | 10280 | 40.7058 | -74.018 | 101 | 31704 | 1084594 | 1000160010 | Battery Park City-Lower Manhattan
1 | DOT | Whitehall Ferry Terminal | 4 South St | Manhattan | ï¿½ | 38534 | 59.00 kW | 0.1 | 64,900 kWh | 0.03 | 19 MT CO2 | 2664 | 7788 | 236000 | Capital | Completed | [5 empty] | 2020 | 2021-06-14 | 10004 | 40.7017 | -74.0116 | 101 | 9 | 1085792 | 1000020001 | Battery Park City-Lower Manhattan
49 | DOE | R013 - M. L. Lindemeyer | 191 Vermont Ave | Staten Island | EJA | 38596 | 4.00 kW | 0.01 | 4,400 kWh | 0.01 | 1 MT CO2 | 181 | 836 | 18520 | Capital | Completed | [5 empty] | 2020 | 2021-06-14 | 10305 | 40.6132 | -74.0699 | 501 | 8 | 5042776 | 5028520001 | Stapleton-Rosebank
11 | DOE | X445 - Bronx High School of Science | 75 West 205th St | Bronx | ï¿½ | 38626 | 33.60 kW | 0.04 | 36,960 kWh | 0.02 | 11 MT CO2 | 1517 | 6653 | 166680 | Capital | Completed | [5 empty] | 2020 | 2021-06-14 | 10468 | 40.8776 | -73.891 | 207 | 409 | 2094706 | 2032510201 | Van Cortlandt Village
21 | DCLA | New York Hall of Science | 47-01 111th St | Queens | ï¿½ | 38626 | 16.00 kW | 0.01 | 17,600 kWh | 0.01 | 5 MT CO2 | 722 | 2464 | 155598 | Capital | Completed | [5 empty] | 2020 | 2021-06-14 | 11368 | 40.7474 | -73.8535 | 481 | 38302 | 4441124 | 4020180001 | park-cemetery-etc-Queens
49 | DOE | R014 | 100 Tompkins Ave | Staten Island | ï¿½ | 39052 | 4.00 kW | 0.01 | 4,400 kWh | 0.01 | 1 MT CO2 | 181 | 748 | 18520 | Capital | Completed | [5 empty] | 2020 | 2021-06-14 | 10304 | 40.6225 | -74.0785 | 501 | 29 | 5014176 | 5005450110 | Stapleton-Rosebank
20 | DCLA | Queens Botanical Garden | 43-50 Main St | Queens | EJA | 39148 | 16.80 kW | 0.14 | 18,480 kWh | 0.04 | 5 MT CO2 | 758 | 2772 | 83340 | Capital | Completed | [5 empty] | 2020 | 2021-06-14 | 11355 | 40.7515 | -73.8261 | 407 | 79702 | 4439682 | 4051070200 | Flushing
4 | DOE | M006_Lillie D. Blake | 45 East 81 St | Manhattan | ï¿½ | 39814 | 21.40 kW | 0.09 | 23,540 kWh | 0.07 | 7 MT CO2 | 966 | 4473 | N/A | Capital | Completed | [5 empty] | 2020 | 2021-06-14 | 10028 | 40.7775 | -73.9607 | 108 | 142 | 1046668 | 1014930021 | Upper East Side-Carnegie Hill
36 | DCLA | Brooklyn Children's Museum | 145 Brooklyn Ave | Brooklyn | EJA | 40072 | 26.60 kW | 0.08 | 29,260 kWh | 0.02 | 8 MT CO2 | 1201 | 3207 | 247283 | Capital | Completed | [5 empty] | 2020 | 2021-06-14 | 11213 | 40.6748 | -73.9445 | 308 | 341 | 3031049 | 3012290001 | Crown Heights North
1 | DOE | M276 | 55 Battery Pl | Manhattan | ï¿½ | 40360 | 48.80 kW | 0.07 | 53,680 kWh | 0.01 | 16 MT CO2 | 2203 | 8589 | 231500 | Capital | Completed | [5 empty] | 2020 | 2021-06-14 | 10280 | 40.7064 | -74.0178 | 101 | 31704 | 1087945 | 1000160040 | Battery Park City-Lower Manhattan
42 | DEP | Brooklyn Repair - Remsen Yard | 855 Remsen Ave | Brooklyn | EJA | 40544 | 43.52 kW | 0.36 | 47,872 kWh | 0.12 | 14 MT CO2 | 1965 | 5745 | N/A | Capital | Completed | [5 empty] | 2020 | 2021-06-14 | 11236 | 40.6469 | -73.9134 | 318 | 960 | 3000000 | 3081160001 | Canarsie
39 | DOE | K032 - Samuels Mills Sprole School | 317 Hoyt St | Brooklyn | ï¿½ | 40889 | 47.61 kW | 0.31 | 52,371 kWh | 0.16 | 15 MT CO2 | 2149 | 9427 | 341670 | Capital | Completed | [5 empty] | 2020 | 2021-06-14 | 11231 | 40.6804 | -73.9919 | 306 | 75 | 3395587 | 3004370001 | Carroll Gardens-Columbia Street-Red Hook
15 | DCLA | NYBG Parking Garage (2) 4kW | 2960 Webster Ave | Bronx | EJA | 40909 | 8.00 kW | 0.09 | 8,800 kWh | 0.03 | 3 MT CO2 | 361 | 968 | N/A | Capital | Completed | [5 empty] | 2020 | 2021-06-14 | 10458 | 40.8675 | -73.8832 | 207 | 425 | 2118801 | 2032740001 | Norwood
6 | DOE | M470 - Brandeis | 145 West 84th St | Manhattan | ï¿½ | 40928 | 46.80 kW | 0.05 | 51,480 kWh | 0.05 | 15 MT CO2 | 2113 | 10788 | 392500 | Capital | Completed | [5 empty] | 2020 | 2021-06-14 | 10024 | 40.7858 | -73.9746 | 107 | 169 | 1032128 | 1012150001 | Upper West Side
32 | DOT | Sunrise Yard | 88-20 Pitkin Ave | Queens | EJA | 40961 | 49.68 kW | 0.64 | 54,648 kWh | 0.23 | 16 MT CO2 | 2243 | 9294 | 517382 | Capital | Completed | [5 empty] | 2020 | 2021-06-14 | 11417 | 40.6738 | -73.8476 | 410 | 58 |  |  | Ozone Park
45 | DSNY | Brooklyn South 14 | 1397 Ralph Ave | Brooklyn | ï¿½ | 40990 | 49.68 kW | 0.64 | 54,648 kWh | 0.18 | 16 MT CO2 | 2243 | 6560 | 511334 | Capital | Completed | [5 empty] | 2020 | 2021-06-14 | 11236 | 40.6427 | -73.9197 | 318 | 960 | 3221978 | 3079180145 | Canarsie
31 | DSNY | Queens 13 East | 153-67 146th Ave | Queens | EJA | 40995 | 49.68 kW | 0.42 | 54,648 kWh | 0.1 | 16 MT CO2 | 2243 | 6560 | 524323 | Capital | Completed | [5 empty] | 2020 | 2021-06-14 | 11434 | 40.6646 | -73.7847 | 413 | 306 | 4433112 | 4150010073 | Springfield Gardens South-Brookville
26 | FDNY | R & T Transportation Repair Shop | 48-34 35th St | Queens | ï¿½ | 40996 | 31.68 kW | 0.05 | 34,848 kWh | 0.02 | 10 MT CO2 | 1430 | 4182 | 393729 | Capital | Completed | [5 empty] | 2020 | 2021-06-14 | 11101 | 40.7402 | -73.9307 | 402 | 199 | 4003451 | 4002540001 | Hunters Point-Sunnyside-West Maspeth
51 | FDNY | Engine Co 168 | 1100 Rossville Ave | Staten Island | ï¿½ | 40996 | 34.56 kW | 0.46 | 38,016 kWh | 0.2 | 11 MT CO2 | 1560 | 4942 | 441503 | Capital | Completed | [5 empty] | 2020 | 2021-06-14 | 10309 | 40.554 | -74.2128 | 503 | 20801 | 5154879 | 5070670252 | Rossville-Woodrow
15 | NYPD | 48th Precinct | 450 Cross Bronx Expressway Ext | Bronx | EJA | 40998 | 31.70 kW | 0.11 | 34,870 kWh | 0.03 | 10 MT CO2 | 1431 | 3836 | 352987 | Capital | Completed | [5 empty] | 2020 | 2021-06-14 | 10457 | 40.8441 | -73.9006 | 206 | 165 | 2009509 | 2029070010 | Claremont-Bathgate
21 | NYPD | 115th Precinct | 92-15 Northern Blvd | Queens | EJA | 40998 | 49.70 kW | 0.38 | 54,670 kWh | 0.1 | 16 MT CO2 | 2244 | 6014 | 536633 | Capital | Completed | [5 empty] | 2020 | 2021-06-14 | 11372 | 40.7566 | -73.8758 | 403 | 351 | 4034862 | 4014220034 | Jackson Heights
22 | NYPD | 114th Precinct | 34-16 Astoria Blvd | Queens | ï¿½ | 40998 | 37.40 kW | 0.16 | 41,140 kWh | 0.07 | 12 MT CO2 | 1688 | 4937 | 409808 | Capital | Completed | [5 empty] | 2020 | 2021-06-14 | 11103 | 40.7696 | -73.9156 | 401 | 6501 | 4009361 | 4006320030 | Astoria
46 | DPR | Marine Park Carmine Carro Community Center | 3000 Fillmore Ave | Brooklyn | ï¿½ | 41334 | 10.36 kW | 0.1 | 11,396 kWh | 0.04 | 3 MT CO2 | 468 | 1481 | N/A | Capital | Completed | [5 empty] | 2020 | 2021-06-14 | 11234 | 40.6086 | -73.9375 | 318 | 666 | 3000000 | 3084960001 | park-cemetery-etc-Brooklyn
1 | DPR | Washington Square Park CS | Washington Square Park | Manhattan | ï¿½ | 41456 | 10.56 kW | 0.23 | 11,616 kWh | 0.09 | 3 MT CO2 | 477 | 1626 | N/A | Capital | Completed | [5 empty] | 2020 | 2021-06-14 | 10011 | 40.7309 | -73.9976 | 102 | 65 | 1000000 | 1005490001 | West Village
38 | EDC | Brooklyn Army Terminal | 140 58th St | Brooklyn | ï¿½ | 41526 | 100.00 kW | 0.61 | 110,000 kWh | 0.24 | 32 MT CO2 | 4514 | 16500 | 0 | Agency Funded | Completed | [5 empty] | 2020 | 2021-06-14 | 11220 | 40.6453 | -74.0229 | 307 | 18 | 3414976 | 3057780001 | Sunset Park West
33 | DPR | Bushwick Inlet Park | Kent Ave | Brooklyn | EJA | 41548 | 67.20 kW | 0.63 | 73,920 kWh | 0.23 | 21 MT CO2 | 3034 | 13306 | 264600 | Capital | Completed | [5 empty] | 2020 | 2021-06-14
31 | DPR | Beach Struc01: Beach 32 St - Package 1.01 | Shore Front Pkwy | Queens | ï¿½ | 41640 | 3.00 kW | 0.11 | 3,300 kWh | 0.11 | 1 MT CO2 | 135 | 1056 | N/A | Capital | Completed | [5 empty] | 2020 | 2021-06-14
31 | DPR | Beach Struc02: Beach 59 St - Package 1.02 | Shore Front Pkwy | Queens | ï¿½ | 41640 | 3.00 kW | 0.09 | 3,300 kWh | 0.14 | 1 MT CO2 | 135 | 1056 | N/A | Capital | Completed | [5 empty] | 2020 | 2021-06-14
31 | DPR | Beach Struc03: Beach 66 St - Package 1.03 | Shore Front Pkwy | Queens | ï¿½ | 41640 | 3.00 kW | 0.16 | 3,300 kWh | 0.07 | 1 MT CO2 | 135 | 561 | N/A | Capital | Completed | [5 empty] | 2020 | 2021-06-14
31 | DPR | Beach Struc04: Beach 73 St - Package 1.04 | Shore Front Pkwy | Queens | ï¿½ | 41640 | 4.00 kW | 0.17 | 4,400 kWh | 0.16 | 1 MT CO2 | 181 | 1100 | N/A | Capital | Completed | [5 empty] | 2020 | 2021-06-14
32 | DPR | Beach Struc05: Beach 86 St - Package 1.05 | 101-89 Shore Front Pkwy | Queens | ï¿½ | 41640 | 4.00 kW | 0.1 | 4,400 kWh | 0.03 | 1 MT CO2 | 181 | 792 | N/A | Capital | Completed | [5 empty] | 2020 | 2021-06-14 | 11694 | 40.5821 | -73.8216 | 414 | 94201 |  |  | Breezy Point-Belle Harbor-Rockaway Park-Broad Channel
32 | DPR | Beach Struc06: Beach 97 St - Package 1.06 | 96-20 Shore Front Pkwy | Queens | ï¿½ | 41640 | 3.00 kW | 0.04 | 3,300 kWh | 0.03 | 1 MT CO2 | 135 | 726 | N/A | Capital | Completed | [5 empty] | 2020 | 2021-06-14 | 11693 | 40.5834 | -73.8171 | 414 | 94201 | 4542747 | 4161690011 | Breezy Point-Belle Harbor-Rockaway Park-Broad Channel
32 | DPR | Beach Struc07: Beach 106 St - Package 1.07 | Boardwalk Beach 106th St | Queens | ï¿½ | 41640 | 4.00 kW | 0.21 | 4,400 kWh | 0.2 | 1 MT CO2 | 181 | 968 | N/A | Capital | Completed | [5 empty] | 2020 | 2021-06-14
32 | DPR | Beach Struc08: Beach 117 St - Package 1.08 | 115-11 Ocean Promenade | Queens | ï¿½ | 41640 | 9.50 kW | 0.41 | 10,450 kWh | 0.12 | 3 MT CO2 | 429 | 1672 | N/A | Capital | Completed | [5 empty] | 2020 | 2021-06-14
47 | DPR | Beach Struc12: West 8 St - Package 1.12 | West 8th St & Boardwalk | Brooklyn | ï¿½ | 41640 | 4.00 kW | 0.3 | 4,400 kWh | 0.22 | 1 MT CO2 | 181 | 704 | N/A | Capital | Completed | [5 empty] | 2020 | 2021-06-14
48 | DPR | Beach Struc11: West 2 St - Package 1.11 | The Boardwalk at West 5th St | Brooklyn | ï¿½ | 41640 | 3.00 kW | 0.12 | 3,300 kWh | 0.09 | 1 MT CO2 | 135 | 561 | N/A | Capital | Completed | [5 empty] | 2020 | 2021-06-14
26 | DPR | Hunters Point South Waterfront Park | 52-10 Center Blvd | Queens | ï¿½ | 41640 | 20.16 kW | 0.61 | 22,176 kWh | 0.22 | 6 MT CO2 | 910 | 2661 | N/A | Capital | Completed | [5 empty] | 2020 | 2021-06-14 | 11101 | 40.742 | -73.9601 | 402 | 1 |  |  | Hunters Point-Sunnyside-West Maspeth
47 | DPR | Beach Struc10: Brighton 2 St - Package 1.10 | The Boardwalk E/O Brighton 2nd St | Brooklyn | ï¿½ | 41753 | 3.00 kW | 0.06 | 3,300 kWh | 0.15 | 1 MT CO2 | 135 | 1881 | N/A | Capital | Completed | [5 empty] | 2020 | 2021-06-14
50 | DPR | Beach Struc15: Midland Park Beach - Package 1.15 | Fr Capodanno Blvd | Staten Island | ï¿½ | 41753 | 3.00 kW | 0.11 | 3,300 kWh | 0.06 | 1 MT CO2 | 135 | 495 | N/A | Capital | Completed | [5 empty] | 2020 | 2021-06-14
9 | DOE | M154 | 250 West 127th St | Manhattan | EJA | 41757 | 125.89 kW | 0.52 | 138,479 kWh | 0.26 | 40 MT CO2 | 5683 | 24926 | 578750 | Capital | Completed | [5 empty] | 2020 | 2021-06-14 | 10027 | 40.8109 | -73.9489 | 110 | 224 | 1058671 | 1019320010 | Central Harlem North-Polo Grounds
46 | DPR | Paerdegat Basin Water Quality Facility | 1961 Bergen Ave | Brooklyn | EJA | 41760 | 0.46 kW | 1.57 | 506 kWh | 0.78 | 0 MT CO2 | 21 | 76 | N/A | Capital | Completed | [5 empty] | 2020 | 2021-06-14
51 | DPR | Beach Struc13: Wolfes Pond Beach - Package 1.13 | 460 Cornelia Ave | Staten Island | ï¿½ | 41795 | 7.00 kW | 0.55 | 7,700 kWh | 0.38 | 2 MT CO2 | 316 | 33264 | N/A | Capital | Completed | [5 empty] | 2020 | 2021-06-14 | 10312 | 40.5196 | -74.1878 | 503 | 198 | 5000000 | 5065960001 | Annadale-Huguenot-Prince's Bay-Eltingville
50 | DPR | Beach Struc14: Cedar Grove Beach - Package 1.14 | 260 Cedar Grove Ave | Staten Island | ï¿½ | 41810 | 4.00 kW | 0.19 | 4,400 kWh | 0.26 | 1 MT CO2 | 181 | 924 | N/A | Capital | Completed | [5 empty] | 2020 | 2021-06-14
49 | DOT | SI Ferry Maintenance Facility - St. George Ferry Terminal | 1 Bay St | Staten Island | EJA | 41820 | 221.00 kW | 0.64 | 243,100 kWh | 0.18 | 70 MT CO2 | 9977 | 36465 | 0 | PPA | Completed | [5 empty] | 2020 | 2021-06-14 | 10301 | 40.6437 | -74.0728 | 501 | 3 | 5141706 | 5000020001 | West New Brighton-New Brighton-St. George
2 | DOE | M022 - NEST | 111 Columbia St | Manhattan | EJA | 41821 | 125.89 kW | 0.29 | 138,479 kWh | 0.2 | 40 MT CO2 | 5683 | 24926 | 905386 | Capital | Completed | [5 empty] | 2020 | 2021-06-14 | 10002 | 40.7189 | -73.9793 | 103 | 2201 | 1004070 | 1003350001 | Lower East Side
10 | DOE | X475_John F Kennedy High School | 99 Terrace View Ave | Bronx | EJA | 41835 | 117.00 kW | 0.11 | 128,700 kWh | 0.05 | 37 MT CO2 | 5282 | 19305 | 0 | PPA | Completed | [5 empty] | 2020 | 2021-06-14 | 10463 | 40.8771 | -73.9123 | 208 | 309 | 1064532 | 1022150080 | Marble Hill-Inwood
13 | DOE | X405_Herbert Lehman High School | 3000 East Tremont Ave | Bronx | EJA | 41835 | 245.64 kW | 0.21 | 270,204 kWh | 0.09 | 78 MT CO2 | 11089 | 40755 | 0 | PPA | Completed | [5 empty] | 2020 | 2021-06-14 | 10461 | 40.8407 | -73.8385 | 210 | 194 | 2074045 | 2053680001 | Schuylerville-Throgs Neck-Edgewater Park
38 | DPR | Red Hook Recreation Center | 155 Bay St | Brooklyn | EJA | 42079 | 11.40 kW | 0.09 | 12,540 kWh | 0.04 | 4 MT CO2 | 515 | 4831 | 75000 | Capital | Completed | [5 empty] | 2020 | 2021-06-14 | 11231 | 40.6719 | -74.0035 | 306 | 53 | 3008670 | 3005820001 | Carroll Gardens-Columbia Street-Red Hook
1 | DCAS | City Hall_Solar PV | City Hall Park | Manhattan | ï¿½ | 42111 | 10.45 kW | 0.05 | 11,495 kWh | 0.03 | 3 MT CO2 | 472 | 1839 | 1297 | Capital | Completed | [5 empty] | 2020 | 2021-06-14 | 10007 | 40.7124 | -74.0069 | 101 | 31 | 1000000 | 1001220001 | SoHo-TriBeCa-Civic Center-Little Italy
51 | DOE | R069_Daniel D. Tompkins School | 144 Keating Pl | Staten Island | ï¿½ | 42114 | 203.13 kW | 0.55 | 223,443 kWh | 0.31 | 65 MT CO2 | 9170 | 53626 | 905386 | Capital | Completed | [5 empty] | 2020 | 2021-06-14 | 10314 | 40.5915 | -74.1567 | 502 | 27705 | 5037541 | 5023660073 | Todt Hill-Emerson Hill-Heartland Village-Lighthouse Hill
49 | DEP | Port Richmond WWTP | 1800 Richmond Ter | Staten Island | EJA | 42156 | 1,267.50 kW | 0.33 | 1,394,250 kWh | 0.06 | 403 MT CO2 | 57220 | 208601 | 0 | PPA | Completed | [5 empty] | 2020 | 2021-06-14 | 10310 | 40.6373 | -74.1253 | 501 | 13302 | 5005372 | 5002000026 | West New Brighton-New Brighton-St. George
8 | DPR | Five Borough Administrative Building | 15 Bronx Shore Rd | Manhattan | EJA | 42160 | 87.80 kW | 0.36 | 96,580 kWh | 0.13 | 28 MT CO2 | 3964 | 11590 | N/A | Capital | Completed | [5 empty] | 2020 | 2021-06-14
51 | DOE | R062 - NET ZERO | 644 Bloomingdale Rd | Staten Island | ï¿½ | 42248 | 618.70 kW | 1.57 | 680,570 kWh | 0.86 | 197 MT CO2 | 27931 | 204171 | 2778000 | Capital | Completed | [5 empty] | 2020 | 2021-06-14 | 10309 | 40.5416 | -74.2179 | 503 | 226 | 5158758 | 5070920039 | Charleston-Richmond Valley-Tottenville
44 | DOE | K505_Franklin Delano Roosevelt High School | 5800 20 Ave | Brooklyn | EJA | 42265 | 362.34 kW | 0.77 | 398,574 kWh | 0.39 | 115 MT CO2 | 16358 | 83701 | 1516875 | Capital | Completed | [5 empty] | 2020 | 2021-06-14 | 11204 | 40.6204 | -73.9818 | 312 | 468 | 3131537 | 3055060006 | Borough Park
37 | DOE | K302_J.H.S. Rafael Cordero | 350 Linwood St | Brooklyn | EJA | 42269 | 137.25 kW | 0.37 | 150,975 kWh | 0.2 | 44 MT CO2 | 6196 | 31705 | 616767 | Capital | Completed | [5 empty] | 2020 | 2021-06-14 | 11208 | 40.6771 | -73.8834 | 305 | 1170 | 3088357 | 3039690001 | East New York
36 | DOE | K324_M.S. 267 Math, Science & Technology | 800 Gates Ave | Brooklyn | EJA | 42271 | 120.78 kW | 0.19 | 132,858 kWh | 0.1 | 38 MT CO2 | 5453 | 19929 | 545104 | Capital | Completed | [5 empty] | 2020 | 2021-06-14 | 11221 | 40.6883 | -73.9323 | 303 | 293 | 3044657 | 3016360001 | Stuyvesant Heights
42 | DOE | K224_Hale A. Woodruff High School | 755 Wortman Ave | Brooklyn | EJA | 42271 | 98.82 kW | 0.32 | 108,702 kWh | 0.2 | 31 MT CO2 | 4461 | 22827 | 449555 | Capital | Completed | [5 empty] | 2020 | 2021-06-14 | 11208 | 40.664 | -73.8664 | 305 | 1220 | 3346166 | 3045290133 | East New York
36 | DOE | K455_Boys and Girls High School | 1700 Fulton St | Brooklyn | EJA | 42300 | 505.08 kW | 0.7 | 555,588 kWh | 0.26 | 161 MT CO2 | 22801 | 77782 | 2114467 | Capital | Completed | [5 empty] | 2020 | 2021-06-14 | 11213 | 40.6794 | -73.9324 | 303 | 271 | 3047996 | 3017010001 | Crown Heights North
3 | SUNY | FIT Campus: Building D Pomerantz Center | 227 West 27th St | Manhattan | ï¿½ | 42307 | 42.00 kW | 1.59 | 46,200 kWh | 0.37 | 13 MT CO2 | 1764 | 6930 | 420000 | Capital | Completed | [5 empty] | 2020 | 2021-06-14 | 10001 | 40.7471 | -73.995 | 105 | 95 | 1014251 | 1007770018 | Midtown-Midtown South
12 | DOE | X425_Bronx Lab School | 800 East Gun Hill Rd | Bronx | EJA | 42382 | 131.76 kW | 0.21 | 144,936 kWh | 0.08 | 42 MT CO2 | 5948 | 21740 | 570186 | Capital | Completed | [5 empty] | 2020 | 2021-06-14 | 10467 | 40.876 | -73.862 | 212 | 372 | 2057045 | 2046330040 | Williamsbridge-Olinville
33 | DOE | K380_PS 380 John Wayne Elementary | 370 Marcy Ave | Brooklyn | EJA | 42441 | 104.31 kW | 0.26 | 114,741 kWh | 0.2 | 33 MT CO2 | 4709 | 26390 | 434640 | Capital | Completed | [5 empty] | 2020 | 2021-06-14 | 11206 | 40.7024 | -73.953 | 301 | 531 | 3061235 | 3022360009 | Bedford
13 | DOE | X192_I.S. 192 Piagentini and Jones | 650 Hollywood Ave | Bronx | ï¿½ | 42444 | 137.25 kW | 0.43 | 150,975 kWh | 0.15 | 44 MT CO2 | 6196 | 24156 | 571895 | Capital | Completed | [5 empty] | 2020 | 2021-06-14 | 10465 | 40.8265 | -73.8184 | 210 | 158 | 2077130 | 2054380001 | Schuylerville-Throgs Neck-Edgewater Park
18 | DOE | X131_J.H.S. 131 Albert Einstein | 885 Bolton Ave | Bronx | EJA | 42444 | 200.08 kW | 0.5 | 220,088 kWh | 0.25 | 64 MT CO2 | 9032 | 46385 | 833696 | Capital | Completed | [5 empty] | 2020 | 2021-06-14 | 10473 | 40.8235 | -73.8597 | 209 | 42 | 2103869 | 2036440001 | Soundview-Castle Hill-Clason Point-Harding Park
24 | DOE | Q505_Hillcrest High School | 160-05 Highland Ave | Queens | EJA | 42466 | 367.83 kW | 0.47 | 404,613 kWh | 0.19 | 117 MT CO2 | 16605 | 72830 | 1589608 | Capital | Completed | [5 empty] | 2020 | 2021-06-14 | 11432 | 40.7094 | -73.8017 | 408 | 448 | 4448767 | 4097740001 | Briarwood-Jamaica Hills
26 | DOE | Q204_I.S. 204 Oliver W. Holmes | 36-41 28 St | Queens | ï¿½ | 42466 | 159.21 kW | 0.74 | 175,131 kWh | 0.31 | 51 MT CO2 | 7187 | 35026 | 663398 | Capital | Completed | [5 empty] | 2020 | 2021-06-14 | 11106 | 40.7571 | -73.9327 | 401 | 51 | 4004156 | 4003430001 | Queensbridge-Ravenswood-Long Island City
26 | DOE | Q445_William Cullen Bryant High School | 48-10 31 Ave | Queens | EJA | 42466 | 199.88 kW | 0.48 | 219,868 kWh | 0.19 | 64 MT CO2 | 9023 | 39576 | 792584 | Capital | Completed | [5 empty] | 2020 | 2021-06-14 | 11103 | 40.7582 | -73.9105 | 401 | 163 | 4013655 | 4007380002 | Astoria
13 | DOE | X144_J.H.S. 144 Michelangelo | 2545 Gunther Ave | Bronx | EJA | 42468 | 192.15 kW | 0.56 | 211,365 kWh | 0.25 | 61 MT CO2 | 8674 | 42273 | 800653 | Capital | Completed | [5 empty] | 2020 | 2021-06-14 | 10469 | 40.8637 | -73.8361 | 211 | 310 | 2053518 | 2044930001 | Allerton-Pelham Gardens
17 | DOE | X184_I.S. 184 South Bronx Academy for Applied Media | 778 Forest Ave | Bronx | EJA | 42468 | 248.85 kW | 0.56 | 273,735 kWh | 0.26 | 79 MT CO2 | 11234 | 57484 | 943255 | Capital | Completed | [5 empty] | 2020 | 2021-06-14 | 10456 | 40.8189 | -73.9059 | 201 | 77 | 2004690 | 2026550030 | Melrose South-Mott Haven North
46 | DOE | K278_J.H.S. 278 Marine Park | 1925 Stuart St | Brooklyn | ï¿½ | 42472 | 120.78 kW | 0.29 | 132,858 kWh | 0.23 | 38 MT CO2 | 5453 | 27900 | 503268 | Capital | Completed | [5 empty] | 2020 | 2021-06-14 | 11229 | 40.6067 | -73.9392 | 315 | 666 | 3239889 | 3084960100 | park-cemetery-etc-Brooklyn
46 | DOE | K515_South Shore Educational Campus | 6565 Flatlands Ave | Brooklyn | EJA | 42472 | 590.20 kW | 0.7 | 649,220 kWh | 0.36 | 188 MT CO2 | 26644 | 116860 | 2617082 | Capital | Completed | [5 empty] | 2020 | 2021-06-14 | 11236 | 40.6333 | -73.9167 | 318 | 950 | 3224139 | 3079980005 | Canarsie
20 | DOE | Q237_I.S. 237 Rachel Carson | 46-21 Colden St | Queens | EJA | 42473 | 247.00 kW | 0.55 | 271,700 kWh | 0.31 | 79 MT CO2 | 11151 | 62491 | 907435 | Capital | Completed | [5 empty] | 2020 | 2021-06-14 | 11355 | 40.7495 | -73.8221 | 407 | 845 | 4116436 | 4051470001 | Flushing
28 | DOE | Q072_Catherine & Count Basie Middle School 72 | 133-25 Guy R Brewer Blvd | Queens | EJA | 42473 | 248.85 kW | 0.82 | 273,735 kWh | 0.3 | 79 MT CO2 | 11234 | 49272 | 943255 | Capital | Completed | [5 empty] | 2020 | 2021-06-14 | 11434 | 40.6738 | -73.776 | 412 | 33402 | 4270059 | 4124950270 | Springfield Gardens North
28 | DOE | Q226_J.H.S. 226 Virgil I. Grissom | 121-10 Rockaway Blvd | Queens | EJA | 42473 | 135.85 kW | 0.28 | 149,435 kWh | 0.1 | 43 MT CO2 | 6133 | 23910 | 499089 | Capital | Completed | [5 empty] | 2020 | 2021-06-14 | 11420 | 40.6758 | -73.8169 | 410 | 840 | 4253607 | 4117140100 | South Ozone Park
49 | DOE | R445_Port Richmond High School | 85 St. Josephs Ave | Staten Island | ï¿½ | 42475 | 120.78 kW | 0.14 | 132,858 kWh | 0.07 | 38 MT CO2 | 5453 | 23914 | 545104 | Capital | Completed | [5 empty] | 2020 | 2021-06-14 | 10302 | 40.6346 | -74.1418 | 501 | 213 | 5026076 | 5011210001 | Port Richmond
51 | DOE | R075_I.S. 075 Frank D. Paulo | 455 Huguenot Ave | Staten Island | ï¿½ | 42475 | 129.68 kW | 0.19 | 142,648 kWh | 0.14 | 41 MT CO2 | 5854 | 34236 | 568796 | Capital | Completed | [5 empty] | 2020 | 2021-06-14 | 10312 | 40.5444 | -74.1979 | 503 | 17010 | 5079651 | 5060500002 | Arden Heights
51 | DOE | R455_Tottenville High School | 100 Luten Ave | Staten Island | ï¿½ | 42475 | 532.53 kW | 0.55 | 585,783 kWh | 0.21 | 169 MT CO2 | 24041 | 99583 | 2218953 | Capital | Completed | [5 empty] | 2020 | 2021-06-14 | 10312 | 40.5281 | -74.192 | 503 | 198 | 5082634 | 5066130001 | Annadale-Huguenot-Prince's Bay-Eltingville
3 | DOE | M070_I.S. 70 Manhattan | 333 West 17 St | Manhattan | ï¿½ | 42481 | 159.21 kW | 0.18 | 175,131 kWh | 0.28 | 51 MT CO2 | 7187 | 52539 | 650690 | Capital | Completed | [5 empty] | 2020 | 2021-06-14 | 10011 | 40.7421 | -74.0022 | 104 | 83 | 1079152 | 1007410010 | Hudson Yards-Chelsea-Flatiron-Union Square
33 | EDC | Brooklyn Navy Yard - Building 293 | 63 Flushing Ave | Brooklyn | EJA | 42491 | 992.88 kW | 4.28 | 1,092,168 kWh | 0.69 | 316 MT CO2 | 44823 | 163825 | 0 | Agency Funded | Completed | [5 empty] | 2020 | 2021-06-14 | 11205 | 40.698 | -73.975 | 302 | 543 | 3335129 | 3020230001 | park-cemetery-etc-Brooklyn
17 | DPR | Bronx River Greenway River House | 1490 Sheridan Expy | Bronx | EJA | 42887 | 68.67 kW | 0.93 | 75,537 kWh | 0.33 | 22 MT CO2 | 3100 | 43056 | N/A | Capital | Completed | [5 empty] | 2020 | 2021-06-14 | 10459 | 40.8325 | -73.8838 | 209 | 157 | 2000000 | 2030190100 | Crotona Park East
39 | DSNY | BK 6 Salt Lot Community Compost | 12 2nd Ave | Brooklyn | EJA | 42996 | 24.40 kW | 1 | 26,840 kWh | 1 | 7 MT CO2 | 1025 | 4026 | 244000 | Capital | Completed | [5 empty] | 2020 | 2021-06-14 | 11215 | 40.6752 | -73.9912 | 306 | 119 | 3000000 | 3009770003 | Park Slope-Gowanus
1 | CUNY | BMCC (Borough of Manhattan Community College) | 199 Chambers St | Manhattan | ï¿½ | 43068 | 309.67 kW | 0.09 | 340,637 kWh | 0.12 | 98 MT CO2 | 13980 | 47689 | 4200000 | Capital | Completed | [5 empty] | 2020 | 2021-06-14 | 10007 | 40.7168 | -74.0121 | 101 | 39 | 1066406 | 1001420050 | SoHo-TriBeCa-Civic Center-Little Italy
15 | DCLA | NYBG Howell Family Garden Center | 1575 Bronx Park Rd | Bronx | EJA | 43101 | 11.00 kW | 0.01 | 12,100 kWh | 0 | 3 MT CO2 | 497 | 1452 | N/A | Capital | Completed | [5 empty] | 2020 | 2021-06-14 | 10467 | 40.8567 | -73.8758 | 227 | 334 | 2000000 | 2043360001 | park-cemetery-etc-Bronx
31 | DOE | Q215_Lucretia Mott | 535 Briar Pl | Queens | EJA | 43262 | 172.66 kW | 0.95 | 189,926 kWh | 0.61 | 55 MT CO2 | 7795 | 58877 | 2798825 | Capital | Completed | [5 empty] | 2020 | 2021-06-14 | 11691 | 40.5993 | -73.7582 | 414 | 99801 | 4301194 | 4157720031 | Far Rockaway-Bayswater
3 | SUNY | FIT Campus: Building E | 200 West 27th St | Manhattan | ï¿½ | 43889 | 33.60 kW | 1.27 | 36,960 kWh | 0.3 | 10 MT CO2 | 1411 | 5544 | 336000 | Capital | Completed | [5 empty] | 2020 | 2021-06-14 | 10001 | 40.7466 | -73.9939 | 105 | 95 | 1014236 | 1007760040 | Midtown-Midtown South
22 | DOE | Q171 | 14-14 29th Ave | Queens | EJA | 44036 | 178.02 kW | 0.68 | 195,822 kWh | 0.31 | 57 MT CO2 | 8037 | 29370 | 0 | Agency Funded | Completed | [5 empty] | 2020 | 2021-06-14 | 11102 | 40.7713 | -73.9291 | 401 | 83 | 4006046 | 4005370014 | Old Astoria
15 | NYBG | Pvilion location | 2900 Southern Boulevard / 1 BOTANICAL GARDENS CT BX PK MUSEUM BLDG B S | Bronx | EJA | 44053 | 6.40 kW | 1.01 | 7,040 kWh | 0.26 | 2 MT CO2 | 269 | 1056 | 64000 | Capital | Completed | [5 empty] | 2020 | 2021-06-14
19 | DOE | Q025 | 34-65 192nd St | Queens | EJA | 44286 | 213.21 kW | 0.37 | 234,531 kWh | 0.29 | 68 MT CO2 | 9625 | 35180 | N/A | PPA | Completed | [5 empty] | 2020 | 2021-06-14 | 11358 | 40.7651 | -73.7901 | 411 | 1139 | 4119139 | 4052610001 | Auburndale
27 | DOE | Q192 | 109-89 204th St | Queens | EJA | 44286 | 301.92 kW | 1.01 | 336,996 kWh | 0.42 | 97 MT CO2 | 13830 | 49817 | N/A | PPA | Completed | [5 empty] | 2020 | 2021-06-14 | 11412 | 40.7065 | -73.7536 | 412 | 508 | 4234318 | 4109440301 | Hollis
32 | DOE | Q210 | 93-11 101 Ave | Queens | EJA | 44286 | 246.33 kW | 0.69 | 270,963 kWh | 0.3 | 78 MT CO2 | 11120 | 40644 | N/A | PPA | Completed | [5 empty] | 2020 | 2021-06-14 | 11416 | 40.6839 | -73.8475 | 409 | 38 | 4188567 | 4090670001 | Woodhaven
36 | DOE | K026 | 1014 Lafayette Ave | Brooklyn | EJA | 44320 | 291.74 kW | 1.08 | 290,521 kWh | 0.52 | 84 MT CO2 | 11923 | 48137 | N/A | PPA | Completed | [5 empty] | 2020 | 2021-06-14 | 11221 | 40.6921 | -73.9317 | 303 | 291 | 3393805 | 3016160001 | Stuyvesant Heights
45 | DOE | K152 | 2310 Glenwood Rd | Brooklyn | EJA | 44320 | 79.66 kW | 0.13 | 77,924 kWh | 0.05 | 23 MT CO2 | 3198 | 13144 | N/A | PPA | Completed | [5 empty] | 2020 | 2021-06-14 | 11210 | 40.6332 | -73.9547 | 314 | 772 | 3205780 | 3075510026 | Flatbush
29 | DOE | Q139 | 93-06 63rd Dr | Queens | EJA | 44333 | 117.30 kW | 0.57 | 130,922 kWh | 0.32 | 38 MT CO2 | 5373 | 19355 | N/A | PPA | Completed | [5 empty] | 2020 | 2021-06-14 | 11374 | 40.7281 | -73.8636 | 406 | 693 | 4072457 | 4030950050 | Rego Park
30 | DOE | Q229 | 67-25 51St Rd | Queens | EJA | 44349 | 114.24 kW | 0.48 | 127,512 kWh | 0.23 | 37 MT CO2 | 5233 | 18850 | N/A | PPA | Completed | [5 empty] | 2020 | 2021-06-14 | 11377 | 40.7343 | -73.8976 | 405 | 513 | 4440274 | 4024230001 | Maspeth
36 | DOE | K335 | 130 Rochester Ave | Brooklyn | EJA | 44350 | 185.02 kW | 1.31 | 178,904 kWh | 0.4 | 52 MT CO2 | 7342 | 30528 | N/A | PPA | Completed | [5 empty] | 2020 | 2021-06-14 | 11213 | 40.6747 | -73.9278 | 308 | 307 | 3035887 | 3013550023 | Crown Heights North
14 | DOE | X026 | 1930 Andrews Ave | Bronx | EJA | 44356 | 205.34 kW | 0.46 | 226,512 kWh | 0.23 | 65 MT CO2 | 9296 | 33881 | N/A | PPA | Completed | [5 empty] | 2020 | 2021-06-14 | 10453 | 40.8547 | -73.9132 | 205 | 24502 | 2014692 | 2032160002 | University Heights-Morris Heights
14 | DOE | X117 | 1865 Morris Ave | Bronx | EJA | 44363 | 147.66 kW | 0.48 | 160,930 kWh | 0.23 | 47 MT CO2 | 6605 | 24364 | N/A | PPA | Completed | [5 empty] | 2020 | 2021-06-14 | 10453 | 40.8485 | -73.9084 | 205 | 23301 | 2007902 | 2028270001 | Mount Hope
46 | DOE | K251 | 1037 East 54th St | Brooklyn | EJA | 44470 | 187.88 kW | 1 | 206,668 kWh | 0.6 | 76 MT CO2 | 10806 | 39494 | 368371 | PPA | Completed | [5 empty] | 2020 | 2021-06-14 | 11234 | 40.6325 | -73.9244 | 318 | 722 | 3214729 | 3077580001 | Flatlands
42 | DOE | K273 | 923 Jerome St | Brooklyn | EJA | 44475 | 228.00 kW | 0.85 | 185,592 kWh | 0.62 | 54 MT CO2 | 7617 | 37620 | N/A | PPA | Completed | [5 empty] | 2020 | 2021-06-14 | 11207 | 40.6579 | -73.8794 | 305 | 1078 | 3097973 | 3044010001 | East New York
39 | DOE | K058 | 330 Smith St | Brooklyn | ï¿½ | 44481 | 205.20 kW | 0.74 | 225,720 kWh | 0.49 | 65 MT CO2 | 9264 | 33858 | N/A | PPA | Completed | [5 empty] | 2020 | 2021-06-14 | 11231 | 40.6801 | -73.9949 | 306 | 77 | 3007547 | 3004490015 | Carroll Gardens-Columbia Street-Red Hook
42 | DOE | K166 | 800 Van Sicklen Ave | Brooklyn | EJA | 44483 | 295.68 kW | 0.84 | 325,248 kWh | 0.92 | 94 MT CO2 | 13348 | 48787 | N/A | PPA | Completed | [5 empty] | 2020 | 2021-06-14
19 | DOE | Q021 | 147-36 26th Ave | Queens | EJA | 44518 | 124.20 kW | 0.33 | 136,620 kWh | 0.19 | 39 MT CO2 | 5607 | 20493 | N/A | PPA | Completed | [5 empty] | 2020 | 2021-06-14 | 11354 | 40.7745 | -73.8193 | 407 | 1047 | 4108665 | 4048030001 | Murray Hill
27 | DOE | Q490 | 207-01 116th Ave | Queens | EJA | 44536 | 386.40 kW | 1.1 | 425,040 kWh | 0.35 | 123 MT CO2 | 17444 | 63756 | N/A | PPA | Completed | [5 empty] | 2020 | 2021-06-14 | 11411 | 40.6978 | -73.7457 | 413 | 53401 | 4238003 | 4110490001 | Cambria Heights
23 | DOE | Q115 | 80-51 261 St | Queens | ï¿½ | 44540 | 184.03 kW | 0.87 | 202,433 kWh | 0.45 | 59 MT CO2 | 8308 | 30365 | N/A | PPA | Completed | [5 empty] | 2020 | 2021-06-14 | 11004 | 40.7441 | -73.7098 | 413 | 157902 | 4178127 | 4087170001 | Glen Oaks-Floral Park-New Hyde Park
51 | NYPL | Charleston Branch Library | 225 Bricktown Way | Staten Island | ï¿½ | 44540 | 60.48 kW | 1 | 66,528 kWh | 1 | 18 MT CO2 | 2540 | 9979 | N/A | Capital | Completed | [5 empty] | 2020 | 2021-06-14 | 10309 | 40.5296 | -74.2323 | 503 | 226 | 5000000 | 5074520050 | Charleston-Richmond Valley-Tottenville
23 | DOE | Q018 | 86-35 235th Ct | Queens | EJA | 44152 | 161.46 kW | 0.97 | 177,606 kWh | 0.42 | 51 MT CO2 | 7289 | 26641 | 0 | PPA | Completed | [5 empty] | 2020 | 2021-06-14 | 11427 | 40.7321 | -73.7325 | 413 | 1621 | 4166561 | 4079550002 | Bellerose
23 | DOE | Q074 | 61-15 Oceania St | Queens | EJA | 44154 | 143.52 kW | 0.34 | 157,872 kWh | 0.2 | 46 MT CO2 | 6479 | 23681 | 0 | PPA | Completed | [5 empty] | 2020 | 2021-06-14 | 11364 | 40.7452 | -73.7674 | 411 | 1367 | 4163953 | 4077230001 | Oakland Gardens
29 | DOE | Q157 | 63-55 102nd St | Queens | ï¿½ | 44159 | 207.00 kW | 0.49 | 227,700 kWh | 0.21 | 66 MT CO2 | 9345 | 34155 | 0 | PPA | Completed | [5 empty] | 2020 | 2021-06-14 | 11374 | 40.7323 | -73.8538 | 406 | 721 | 4442846 | 4021260014 | Forest Hills
19 | DOE | Q405 | 32-24 Corp Kennedy St | Queens | ï¿½ | 44160 | 456.78 kW | 0.91 | 502,458 kWh | 0.29 | 145 MT CO2 | 20621 | 75369 | 0 | PPA | Completed | [5 empty] | 2020 | 2021-06-14 | 11361 | 40.7718 | -73.7803 | 411 | 1097 | 4134578 | 4060440001 | Bayside-Bayside Hills
0 | DEP | Cat-Del BWS UV Facility | 2 Walker Rd | Upstate | ï¿½ |  | 419.60 kW | 3.09 | 461,560 kWh | 0.77 | 133 MT CO2 | 18942 | 69234 |  | PPA | In Progress | [5 empty] | 2020 | 2021-06-14
0 | DEP | Margaretville BWS Facility | 41148 Hwy 28 | Upstate | ï¿½ |  | 410.50 kW | 0.89 | 451,550 kWh | 0.3 | 131 MT CO2 | 18532 | 67733 |  | PPA | In Progress | [5 empty] | 2020 | 2021-06-14
0 | DEP | Pine Hill BWS Filtration Facility | 8811 State Rte 28 | Upstate | ï¿½ |  | 271.00 kW | 0.93 | 298,100 kWh | 0.24 | 86 MT CO2 | 12234 | 44715 |  | PPA | In Progress | [5 empty] | 2020 | 2021-06-14
1 | DCAS | 100 Gold Street | 100 Gold St | Manhattan | ï¿½ |  | 226.77 kW | 0.06 | 249,447 kWh | 0.02 | 72 MT CO2 | 10237 | 37417 |  | PPA | In Progress | [5 empty] | 2020 | 2021-06-14 | 10038 | 40.7104 | -74.004 | 101 | 1501 | 1001289 | 1000940025 | Battery Park City-Lower Manhattan
1 | DOE | M020 | 166 Essex St | Manhattan | EJA |  | 192.66 kW | 0.8 | 211,926 kWh | 0.57 | 61 MT CO2 | 8697 | 31789 |  | PPA | In Progress | [5 empty] | 2020 | 2021-06-14 | 10002 | 40.7215 | -73.9866 | 103 | 3001 | 1004325 | 1003550001 | Chinatown
1 | DOE | M025 | 145 Stanton St | Manhattan | ï¿½ |  | 215.28 kW | 0.42 | 236,808 kWh | 0.2 | 68 MT CO2 | 9719 | 35521 |  | PPA | In Progress | [5 empty] | 2020 | 2021-06-14 | 10002 | 40.7206 | -73.9856 | 103 | 3001 | 1004323 | 1003540080 | Chinatown
2 | DOE | M064 | 600 East 6th St | Manhattan | EJA |  | 131.04 kW | 0.39 | 144,144 kWh | 0.2 | 42 MT CO2 | 5916 | 21622 |  | PPA | In Progress | [5 empty] | 2020 | 2021-06-14 | 10009 | 40.7244 | -73.9815 | 103 | 2601 | 1004627 | 1003870001 | Lower East Side
3 | DOE | M625 | 439 W. 49 St | Manhattan | ï¿½ |  | 161.90 kW | 0.19 | 178,090 kWh | 0.12 | 51 MT CO2 | 7309 | 26714 |  | PPA | In Progress | [5 empty] | 2020 | 2021-06-14 | 10019 | 40.7634 | -73.9906 | 104 | 127 | 1026646 | 1010590015 | Clinton
4 | DOE | M167 | 220 East 76th St | Manhattan | ï¿½ |  | 258.40 kW | 0.65 | 284,240 kWh | 0.48 | 82 MT CO2 | 11665 | 42636 |  | PPA | In Progress | [5 empty] | 2020 | 2021-06-14 | 10021 | 40.7721 | -73.9581 | 108 | 134 | 1044058 | 1014300005 | Lenox Hill-Roosevelt Island
5 | DOE | M158 | 1458 York Ave | Manhattan | ï¿½ |  | 125.10 kW | 0.41 | 137,610 kWh | 0.23 | 40 MT CO2 | 5648 | 20642 |  | PPA | In Progress | [5 empty] | 2020 | 2021-06-14 | 10075 | 40.7704 | -73.9511 | 108 | 132 | 1046411 | 1014890001 | Lenox Hill-Roosevelt Island
5 | FDNY | Special Operations Command | 750 Main St | Manhattan | EJA |  | 27.00 kW | 0.33 | 29,700 kWh | 0.12 | 9 MT CO2 | 1219 | 4455 |  | Capital | In Progress | [5 empty] | 2020 | 2021-06-14 | 10044 | 40.7666 | -73.9454 | 108 | 23802 | 1083213 | 1013730001 | Lenox Hill-Roosevelt Island
7 | DOE | M028 | 475 West 155th St | Manhattan | EJA |  | 210.60 kW | 0.81 | 231,660 kWh | 0.49 | 67 MT CO2 | 9507 | 34749 |  | PPA | In Progress | [5 empty] | 2020 | 2021-06-14 | 10032 | 40.8312 | -73.9421 | 112 | 239 | 1076739 | 1021070026 | Washington Heights South
8 | DEP | NYPA PPA 8 Locations | Wards Island WPCP | Manhattan | EJA |  | 7,267.00 kW | N/A | 7,993,700 kWh |  | 2,310 MT CO2 | 328063 | 1199055 |  | PPA | In Progress | [5 empty] | 2020 | 2021-06-14 | 10035 | 40.7928 | -73.9229 | 111 | 240 | 1000000 | 1018190015 | park-cemetery-etc-Manhattan
8 | DOE | M206 | 508 East 120th St | Manhattan | EJA |  | 239.36 kW | 0.61 | 263,296 kWh | 0.4 | 76 MT CO2 | 10806 | 39494 |  | PPA | In Progress | [5 empty] | 2020 | 2021-06-14 | 10035 | 40.7975 | -73.9309 | 111 | 192 | 1084005 | 1018160001 | East Harlem North
8 | DOE | X018 | 502 Morris Ave | Bronx | EJA |  | 166.32 kW | 0.83 | 182,952 kWh |  | 53 MT CO2 | 7508 | 27443 |  | PPA | In Progress | [5 empty] | 2020 | 2021-06-14 | 10451 | 40.8164 | -73.9233 | 201 | 51 | 2000816 | 2023240008 | Mott Haven-Port Morris
8 | DOE | X139 | 345 Brook Ave | Bronx | EJA |  | 339.57 kW | 0.87 | 373,527 kWh | 0.49 | 108 MT CO2 | 15330 | 56029 |  | PPA | In Progress | [5 empty] | 2020 | 2021-06-14 | 10454 | 40.81 | -73.9178 | 201 | 41 | 2000391 | 2022860036 | Mott Haven-Port Morris
8 | DOE | X655 | 455 Southern Blvd | Bronx | EJA |  | 115.50 kW | 0.22 | 127,050 kWh | 0.13 | 37 MT CO2 | 5214 | 19058 |  | PPA | In Progress | [5 empty] | 2020 | 2021-06-14 | 10455 | 40.8108 | -73.907 | 201 | 35 | 2003883 | 2025760026 | Mott Haven-Port Morris
9 | DOE | M079 | 55 East 120 St | Manhattan | EJA |  | 149.10 kW | 0.55 | 164,010 kWh | 0.35 | 47 MT CO2 | 6731 | 24602 |  | PPA | In Progress | [5 empty] | 2020 | 2021-06-14 | 10035 | 40.8024 | -73.9426 | 111 | 198 | 1053968 | 1017470001 | East Harlem North
9 | DOE | M092 | 222 West 134th St | Manhattan | EJA |  | 186.42 kW | 0.63 | 205,062 kWh | 0.37 | 59 MT CO2 | 8416 | 30759 |  | PPA | In Progress | [5 empty] | 2020 | 2021-06-14 | 10030 | 40.815 | -73.9451 | 110 | 226 | 1058808 | 1019390011 | Central Harlem North-Polo Grounds
9 | DOE | M123 | 301 West 140 St | Manhattan | EJA |  | 144.00 kW | 0.42 | 158,400 kWh | 0.29 | 46 MT CO2 | 6501 | 23760 |  | PPA | In Progress | [5 empty] | 2020 | 2021-06-14 | 10030 | 40.8198 | -73.9444 | 110 | 22102 | 1060726 | 1020420035 | Central Harlem North-Polo Grounds
9 | DOE | M144 | 134 West 122nd St | Manhattan | EJA |  | 268.32 kW | 1.33 | 295,152 kWh | 0.62 | 85 MT CO2 | 12113 | 44273 |  | PPA | In Progress | [5 empty] | 2020 | 2021-06-14 | 10027 | 40.8063 | -73.948 | 110 | 220 | 1057683 | 1019060011 | Central Harlem South
9 | DOE | M197 | 2230 5th Ave | Manhattan | ï¿½ |  | 85.40 kW | 0.39 | 93,940 kWh | 0.19 | 27 MT CO2 | 3855 | 14091 |  | Capital | In Progress | [5 empty] | 2020 | 2021-06-14 | 10037 | 40.8132 | -73.9373 | 110 | 212 | 1076433 | 1017330017 | Central Harlem North-Polo Grounds
9 | DOE | M208 | 20 West 112 St | Manhattan | EJA |  | 202.20 kW | 0.63 | 222,420 kWh | 0.39 | 64 MT CO2 | 9128 | 33363 |  | PPA | In Progress | [5 empty] | 2020 | 2021-06-14 | 10026 | 40.7985 | -73.9493 | 110 | 186 | 1051410 | 1015950015 | Central Harlem South
9 | DOE | M501 | 2005 Madison Ave | Manhattan | EJA |  | 394.68 kW | 0.9 | 434,148 kWh | 0.28 | 125 MT CO2 | 17818 | 65122 |  | PPA | In Progress | [5 empty] | 2020 | 2021-06-14 | 10035 | 40.8074 | -73.9394 | 111 | 206 | 1054156 | 1017520022 | Central Harlem North-Polo Grounds
10 | DOE | M128 | 560 West 169 St | Manhattan | EJA |  | 105.90 kW | 0.38 | 116,490 kWh | 0.16 | 34 MT CO2 | 4781 | 17474 |  | PPA | In Progress | [5 empty] | 2020 | 2021-06-14 | 10032 | 40.8414 | -73.9386 | 112 | 251 | 1062994 | 1021250001 | Washington Heights South
10 | DOE | M143 | 511 West 182 St | Manhattan | EJA |  | 212.94 kW | 0.75 | 234,234 kWh | 0.39 | 68 MT CO2 | 9613 | 35135 |  | PPA | In Progress | [5 empty] | 2020 | 2021-06-14 | 10033 | 40.8489 | -73.9309 | 112 | 269 | 1063703 | 1021550035 | Washington Heights North
10 | DOT | Harlem River Bridge Shop | 300 West 206th St | Manhattan | EJA |  | 70.20 kW | 0.58 | 77,220 kWh | 0.23 | 22 MT CO2 | 3169 | 11583 |  | Capital | In Progress | [5 empty] | 2020 | 2021-06-14 | 10034 | 40.8626 | -73.9165 | 112 | 299 | 1081892 | 1021860009 | Marble Hill-Inwood
11 | DOE | X007 | 3201 Kingsbridge Ave | Bronx | EJA |  | 105.57 kW | 0.43 | 116,127 kWh | 0.28 | 34 MT CO2 | 4766 | 17419 |  | Capital | In Progress | [5 empty] | 2020 | 2021-06-14 | 10463 | 40.8811 | -73.9054 | 208 | 287 | 2083564 | 2057560195 | Spuyten Duyvil-Kingsbridge
11 | DOE | X024 | 660 West 236th St | Bronx | ï¿½ |  | 219.07 kW | 1.08 | 240,977 kWh | 0.51 | 70 MT CO2 | 9890 | 36147 |  | PPA | In Progress | [5 empty] | 2020 | 2021-06-14 | 10463 | 40.8871 | -73.9137 | 208 | 309 | 2085869 | 2059170140 | North Riverdale-Fieldston-Riverdale
11 | DOE | X095 | 3961 Hillman Ave | Bronx | EJA |  | 181.34 kW | 0.31 | 199,474 kWh | 0.15 | 58 MT CO2 | 8186 | 29921 |  | PPA | In Progress | [5 empty] | 2020 | 2021-06-14 | 10463 | 40.8829 | -73.8913 | 208 | 281 | 2015472 | 2032520182 | Van Cortlandt Village
11 | DOE | X445 - Second System | 75 West 205th St | Bronx | ï¿½ |  | 205.40 kW | 0.24 | 225,940 kWh | 0.18 | 65 MT CO2 | 9273 | 33891 |  | PPA | In Progress | [5 empty] | 2020 | 2021-06-14 | 10468 | 40.8776 | -73.891 | 207 | 409 | 2094706 | 2032510201 | Van Cortlandt Village
12 | DOE | X021 | 715 East 225 St | Bronx | EJA |  | 98.90 kW | 0.62 | 108,790 kWh | 0.34 | 31 MT CO2 | 4465 | 16319 |  | Capital | In Progress | [5 empty] | 2020 | 2021-06-14 | 10466 | 40.8876 | -73.8597 | 212 | 406 | 2063435 | 2048390039 | Williamsbridge-Olinville
12 | DOE | X181 | 650-850 Baychester Ave | Bronx | ï¿½ |  | 272.97 kW | 0.06 | 300,267 kWh | 0.02 | 87 MT CO2 | 12323 | 45040 |  | PPA | In Progress | [5 empty] | 2020 | 2021-06-14 | 10475 | 40.8726 | -73.8337 | 210 | 46201 | 2097470 | 2051410150 | Co-op City
13 | DOE | X072 | 2951 Dewey Ave | Bronx | ï¿½ |  | 143.30 kW | 0.37 | 157,630 kWh | 0.24 | 46 MT CO2 | 6469 | 23645 |  | PPA | In Progress | [5 empty] | 2020 | 2021-06-14 | 10465 | 40.8226 | -73.8182 | 210 | 158 | 2077162 | 2054400001 | Schuylerville-Throgs Neck-Edgewater Park
13 | DOE | X121 | 2750 Throop Ave | Bronx | EJA |  | 100.20 kW | 0.28 | 110,220 kWh | 0.25 | 32 MT CO2 | 4523 | 16533 |  | PPA | In Progress | [5 empty] | 2020 | 2021-06-14 | 10469 | 40.8661 | -73.851 | 211 | 348 | 2054253 | 2045260001 | Allerton-Pelham Gardens
13 | DOE | X135 | 2441 Wallace Ave | Bronx | EJA |  | 209.44 kW | 0.68 | 230,384 kWh | 0.34 | 67 MT CO2 | 9455 | 34558 |  | PPA | In Progress | [5 empty] | 2020 | 2021-06-14 | 10467 | 40.8621 | -73.8646 | 211 | 330 | 2051313 | 2044320001 | Bronxdale
13 | DOE | X415 | 925 Astor Ave | Bronx | EJA |  | 249.48 kW | 0.39 | 274,428 kWh | 0.17 | 79 MT CO2 | 11263 | 41164 |  | PPA | In Progress | [5 empty] | 2020 | 2021-06-14 | 10469 | 40.8597 | -73.861 | 211 | 324 | 2050179 | 2043580001 | Bronxdale
13 | DOT | DOT Bronx Borough Commissioners Office | 1400 Willamsbridge Rd | Bronx | EJA |  | 37.20 kW | 0.5 | 40,920 kWh | 0.19 | 12 MT CO2 | 1679 | 6138 |  | Capital | In Progress | [5 empty] | 2020 | 2021-06-14
14 | DOE | X143 | 120 West 231 St | Bronx | EJA |  | 219.70 kW | 0.82 | 241,670 kWh | 0.32 | 70 MT CO2 | 9918 | 36251 |  | PPA | In Progress | [5 empty] | 2020 | 2021-06-14 | 10463 | 40.8759 | -73.9011 | 208 | 273 | 2015547 | 2032530141 | Van Cortlandt Village
16 | DOE | X002 | 1365 Fulton Ave | Bronx | EJA |  | 129.40 kW | 0.48 | 142,340 kWh | 0.47 | 41 MT CO2 | 5842 | 21351 |  | PPA | In Progress | [5 empty] | 2020 | 2021-06-14 | 10456 | 40.8337 | -73.9025 | 203 | 14701 | 2009617 | 2029250056 | Claremont-Bathgate
16 | DOE | X090 | 1116 Sheridan Ave | Bronx | EJA |  | 167.09 kW | 0.5 | 183,799 kWh | 0.3 | 53 MT CO2 | 7543 | 27570 |  | PPA | In Progress | [5 empty] | 2020 | 2021-06-14 | 10456 | 40.832 | -73.918 | 204 | 18102 | 2002745 | 2024560100 | East Concourse-Concourse Village
16 | DOE | X136 | 750 Jennings St | Bronx | EJA |  | 293.00 kW | 0.63 | 322,300 kWh | 0.44 | 93 MT CO2 | 13227 | 48345 |  | PPA | In Progress | [5 empty] | 2020 | 2021-06-14 | 10459 | 40.8318 | -73.8981 | 203 | 151 | 2010344 | 2029690001 | Morrisania-Melrose
16 | DOE | X147 | 1600 Webster Ave | Bronx | EJA |  | 212.20 kW | 0.47 | 233,420 kWh | 0.22 | 67 MT CO2 | 9580 | 35013 |  | PPA | In Progress | [5 empty] | 2020 | 2021-06-14 | 10457 | 40.8409 | -73.9048 | 203 | 167 | 2009400 | 2028970005 | Claremont-Bathgate
16 | DOE | X166 | 250 East 164th St | Bronx | EJA |  | 192.50 kW | 0.42 | 211,750 kWh | 0.22 | 61 MT CO2 | 8690 | 31763 |  | PPA | In Progress | [5 empty] | 2020 | 2021-06-14 | 10456 | 40.8287 | -73.9177 | 204 | 18302 | 2002497 | 2024460043 | East Concourse-Concourse Village
17 | CUNY | Hostos Community College: C Building / East Academic Complex | ï¿½475 Grand Concourse | Bronx | EJA |  | 244.80 kW | 0.28 | 269,280 kWh | 0.09 | 78 MT CO2 | 11051 | 40392 |  | PPA | In Progress | [5 empty] | 2020 | 2021-06-14 | 10451 | 40.818 | -73.9276 | 201 | 63 | 2001038 | 2023460029 | West Concourse
17 | DOE | X052 | 681 Kelly St | Bronx | EJA |  | 161.32 kW | 0.52 | 177,452 kWh | 0.26 | 51 MT CO2 | 7283 | 26618 |  | PPA | In Progress | [5 empty] | 2020 | 2021-06-14 | 10455 | 40.8154 | -73.9021 | 202 | 83 | 2005133 | 2026860020 | Longwood
17 | DOE | X066 | 1001 Jennings St | Bronx | EJA |  | 115.12 kW | 0.47 | 126,632 kWh | 0.24 | 37 MT CO2 | 5197 | 18995 |  | PPA | In Progress | [5 empty] | 2020 | 2021-06-14 | 10460 | 40.8312 | -73.8871 | 203 | 157 | 2010916 | 2030080001 | Crotona Park East
17 | DOE | X092 | 700 East 179th St | Bronx | EJA |  | 153.18 kW | 0.78 | 168,498 kWh | 0.47 | 49 MT CO2 | 6915 | 25275 |  | Capital | In Progress | [5 empty] | 2020 | 2021-06-14 | 10457 | 40.8467 | -73.8898 | 206 | 371 | 2012620 | 2030920014 | East Tremont
17 | DOE | X093 | 1535 Story Ave | Bronx | EJA |  | 121.28 kW | 0.54 | 133,408 kWh | 0.28 | 39 MT CO2 | 5475 | 20011 |  | PPA | In Progress | [5 empty] | 2020 | 2021-06-14 | 10473 | 40.8218 | -73.8769 | 209 | 28 | 2097341 | 2036520001 | Soundview-Castle Hill-Clason Point-Harding Park
17 | DOE | X130 | 750 Prospect Ave | Bronx | EJA |  | 179.10 kW | 1.22 | 197,010 kWh | 0.59 | 57 MT CO2 | 8085 | 29552 |  | PPA | In Progress | [5 empty] | 2020 | 2021-06-14 | 10455 | 40.8177 | -73.9024 | 202 | 85 | 2005168 | 2026880001 | Longwood
17 | DOE | X134 | 1330 Bristow St | Bronx | EJA |  | 265.98 kW | 1.51 | 292,578 kWh | 0.67 | 85 MT CO2 | 12007 | 43887 |  | PPA | In Progress | [5 empty] | 2020 | 2021-06-14 | 10459 | 40.8312 | -73.8948 | 203 | 153 | 2010273 | 2029650082 | Crotona Park East
17 | DOE | X140 | 916 Eagle Ave | Bronx | EJA |  | 140.91 kW | 0.86 | 155,001 kWh | 0.39 | 45 MT CO2 | 6361 | 23250 |  | PPA | In Progress | [5 empty] | 2020 | 2021-06-14 | 10456 | 40.8233 | -73.9079 | 203 | 185 | 2004469 | 2026270009 | Morrisania-Melrose
17 | DOE | X790 | 730 Concourse Village West | Bronx | ï¿½ |  | 104.70 kW | 0.06 | 115,170 kWh | 0.02 | 33 MT CO2 | 4727 | 17276 |  | PPA | In Progress | [5 empty] | 2020 | 2021-06-14 | 10451 | 40.8223 | -73.9238 | 204 | 61 | 2103486 | 2024430078 | East Concourse-Concourse Village
18 | DOE | X100 | 800 Taylor Ave | Bronx | EJA |  | 134.90 kW | 0.73 | 148,390 kWh | 0.49 | 43 MT CO2 | 6090 | 22259 |  | PPA | In Progress | [5 empty] | 2020 | 2021-06-14 | 10473 | 40.8214 | -73.863 | 209 | 42 | 2022550 | 2036410001 | Soundview-Castle Hill-Clason Point-Harding Park
18 | DOE | X125 | 1111 Pugsley Ave | Bronx | EJA |  | 271.44 kW | 0.81 | 298,584 kWh | 0.53 | 86 MT CO2 | 12254 | 44788 |  | PPA | In Progress | [5 empty] | 2020 | 2021-06-14 | 10472 | 40.8292 | -73.8567 | 209 | 4001 | 2025717 | 2037900040 | Soundview-Bruckner
18 | DOE | X450 | 1980 Lafayette Ave | Bronx | EJA |  | 704.30 kW | 0.97 | 774,730 kWh | 0.43 | 224 MT CO2 | 31795 | 116210 |  | PPA | In Progress | [5 empty] | 2020 | 2021-06-14 | 10473 | 40.8223 | -73.8562 | 209 | 16 | 2022205 | 2036040039 | Soundview-Castle Hill-Clason Point-Harding Park
19 | DOE | Q079 | 15-28 149 St | Queens | ï¿½ |  | 122.43 kW | 0.38 | 134,673 kWh | 0.25 | 39 MT CO2 | 5527 | 20201 |  | PPA | In Progress | [5 empty] | 2020 | 2021-06-14 | 11357 | 40.786 | -73.8163 | 407 | 1039 | 4105232 | 4046470001 | Whitestone
19 | DOE | Q130 | 200-01 42 Ave | Queens | ï¿½ |  | 115.12 kW | 0.37 | 126,632 kWh | 0.46 | 37 MT CO2 | 5197 | 18995 |  | PPA | In Progress | [5 empty] | 2020 | 2021-06-14 | 11361 | 40.7595 | -73.784 | 411 | 1463 | 4137034 | 4062030001 | Bayside-Bayside Hills
19 | DOE | Q184 | 163-15 21 Rd | Queens | ï¿½ |  | 140.20 kW | 0.99 | 154,220 kWh | 0.57 | 45 MT CO2 | 6329 | 23133 |  | PPA | In Progress | [5 empty] | 2020 | 2021-06-14 | 11357 | 40.7781 | -73.8002 | 407 | 1017 | 4129072 | 4057560001 | Ft. Totten-Bay Terrace-Clearview
19 | DOE | Q185 | 147-26 25 Dr | Queens | EJA |  | 242.90 kW | 0.7 | 267,190 kWh | 0.45 | 77 MT CO2 | 10966 | 40079 |  | PPA | In Progress | [5 empty] | 2020 | 2021-06-14 | 11354 | 40.7753 | -73.8193 | 407 | 1047 | 4108664 | 4048020001 | Murray Hill
21 | DOE | Q227 | 32-02 Junction Blvd | Queens | EJA |  | 225.60 kW | 0.36 | 248,160 kWh | 0.25 | 72 MT CO2 | 10185 | 37224 |  | PPA | In Progress | [5 empty] | 2020 | 2021-06-14 | 11369 | 40.7584 | -73.8745 | 403 | 353 | 4034891 | 4014230001 | East Elmhurst
22 | DOE | Q010 | 45-11 31st Ave | Queens | ï¿½ |  | 108.33 kW | 0.38 | 119,163 kWh | 0.24 | 34 MT CO2 | 4890 | 17874 |  | Capital | In Progress | [5 empty] | 2020 | 2021-06-14 | 11103 | 40.7594 | -73.9129 | 401 | 151 | 4012664 | 4007140001 | Astoria
22 | DOE | Q141 | 37-11 21st Ave | Queens | ï¿½ |  | 120.75 kW | 0.56 | 132,825 kWh | 0.35 | 38 MT CO2 | 5451 | 19924 |  | Capital | In Progress | [5 empty] | 2020 | 2021-06-14 | 11105 | 40.7756 | -73.9051 | 401 | 12301 | 4016102 | 4008100001 | Steinway
22 | DOE | Q151 | 50-05 31 Ave | Queens | ï¿½ |  | 102.80 kW | 0.55 | 113,080 kWh | 0.36 | 33 MT CO2 | 4641 | 16962 |  | PPA | In Progress | [5 empty] | 2020 | 2021-06-14 | 11377 | 40.7575 | -73.9089 | 401 | 163 | 4014094 | 4007520001 | Astoria
23 | DOE | Q033 | 91-37 222 St | Queens | EJA |  | 106.26 kW | 0.43 | 116,886 kWh | 0.15 | 34 MT CO2 | 4797 | 17533 |  | PPA | In Progress | [5 empty] | 2020 | 2021-06-14 | 11428 | 40.7271 | -73.7351 | 413 | 560 | 4230589 | 4107560001 | Queens Village
23 | DOE | Q046 | 64-45 218th St | Queens | EJA |  | 124.20 kW | 0.59 | 136,620 kWh | 0.39 | 39 MT CO2 | 5607 | 20493 |  | Capital | In Progress | [5 empty] | 2020 | 2021-06-14 | 11364 | 40.7462 | -73.7588 | 411 | 1367 | 4162449 | 4076190001 | Oakland Gardens
23 | DOE | Q205 | 75-25 Bell Blvd | Queens | ï¿½ |  | 154.00 kW | 0.77 | 169,400 kWh | 0.32 | 49 MT CO2 | 6952 | 25410 |  | PPA | In Progress | [5 empty] | 2020 | 2021-06-14 | 11364 | 40.7377 | -73.7568 | 411 | 129103 | 4164007 | 4077530001 | Oakland Gardens
23 | DOE | Q213 | 231-02 67 Ave | Queens | EJA |  | 179.70 kW | 1.17 | 197,670 kWh | 0.61 | 57 MT CO2 | 8112 | 29651 |  | PPA | In Progress | [5 empty] | 2020 | 2021-06-14 | 11364 | 40.7477 | -73.7457 | 411 | 1377 | 4163698 | 4076770001 | Oakland Gardens
23 | DOE | Q435 | 230-17 Hillside Ave | Queens | EJA |  | 400.02 kW | 0.64 | 440,022 kWh | 0.4 | 127 MT CO2 | 18059 | 66003 |  | PPA | In Progress | [5 empty] | 2020 | 2021-06-14 | 11427 | 40.7331 | -73.7388 | 413 | 1301 | 4166101 | 4079300002 | Bellerose
23 | DSNY | Queens East 11/13 District Garage | 75-05 Douglaston Pkwy | Queens | ï¿½ |  | 483.48 kW | 1.84 | 531,828 kWh | 0.5 | 154 MT CO2 | 21826 | 79774 |  | Capital | In Progress | [5 empty] | 2020 | 2021-06-14 | 11364 | 40.7435 | -73.7343 | 411 | 152901 | 4445411 | 4078500020 | Douglas Manor-Douglaston-Little Neck
24 | DOE | Q620 | 165-65 84th Ave | Queens | EJA |  | 579.04 kW | 0.96 | 636,944 kWh | 0.65 | 184 MT CO2 | 26140 | 95542 |  | PPA | In Progress | [5 empty] | 2020 | 2021-06-14 | 11432 | 40.7154 | -73.8004 | 408 | 452 | 4211027 | 4098670002 | Briarwood-Jamaica Hills
25 | HHC | Elmhurst Hospital Center (EHC)-H BLDG | 79-01 Broadway | Queens | EJA |  | 55.89 kW | 0.01 | 61,479 kWh | 0 | 18 MT CO2 | 2523 | 9222 |  | PPA | In Progress | [5 empty] | 2020 | 2021-06-14 | 11373 | 40.7444 | -73.8861 | 404 | 267 | 4437132 | 4015000002 | Elmhurst
26 | DOE | Q199 | 39-20 48th Ave | Queens | ï¿½ |  | 122.60 kW | 0.76 | 134,860 kWh | 0.25 | 39 MT CO2 | 5535 | 20229 |  | Capital | In Progress | [5 empty] | 2020 | 2021-06-14 | 11104 | 40.7401 | -73.9262 | 402 | 189 | 4002915 | 4002060003 | Hunters Point-Sunnyside-West Maspeth
26 | DOE | Q600 | 37-02 47th Ave | Queens | EJA |  | 127.65 kW | 0.19 | 140,415 kWh | 0.09 | 41 MT CO2 | 5763 | 21062 |  | Capital | In Progress | [5 empty] | 2020 | 2021-06-14 | 11101 | 40.7422 | -73.9282 | 402 | 189 | 4003259 | 4002280020 | Hunters Point-Sunnyside-West Maspeth
26 | DOE | Q825/Q125 | 46-02 47th Ave | Queens | ï¿½ |  | 87.10 kW | 1.37 | 95,810 kWh | 0.07 | 28 MT CO2 | 3932 | 14372 |  | PPA | In Progress | [5 empty] | 2020 | 2021-06-14 | 11377 | 40.7411 | -73.9189 | 402 | 235 | 4052874 | 4022840006 | Hunters Point-Sunnyside-West Maspeth
26 | FDNY | Engine Company 260 | 11-15 37th Ave | Queens | EJA |  | 15.18 kW | 0.4 | 16,698 kWh | 0.18 | 5 MT CO2 | 685 | 2505 |  | Capital | In Progress | [5 empty] | 2020 | 2021-06-14 | 11101 | 40.7597 | -73.9406 | 401 | 85 | 4004305 | 4003520035 | Queensbridge-Ravenswood-Long Island City
27 | DOE | Q008 | 108-35 167th St | Queens | EJA |  | 236.67 kW | 0.61 | 260,337 kWh | 0.21 | 75 MT CO2 | 10684 | 39051 |  | PPA | In Progress | [5 empty] | 2020 | 2021-06-14 | 11433 | 40.6972 | -73.7872 | 412 | 258 | 4216655 | 4101780001 | South Jamaica
27 | DOE | Q015 | 121-15 Lucas St | Queens | EJA |  | 91.77 kW | 0.32 | 100,947 kWh | 0.2 | 29 MT CO2 | 4143 | 15142 |  | Capital | In Progress | [5 empty] | 2020 | 2021-06-14 | 11413 | 40.6859 | -73.7573 | 412 | 376 | 4273142 | 4126720001 | St. Albans
27 | DOE | Q116 | 107-25 Wren Pl | Queens | EJA |  | 106.26 kW | 0.58 | 116,886 kWh | 0.29 | 34 MT CO2 | 4797 | 17533 |  | PPA | In Progress | [5 empty] | 2020 | 2021-06-14 | 11433 | 40.7006 | -73.7823 | 412 | 414 | 4218416 | 4102500001 | South Jamaica
27 | DOE | Q136 | 201-15 115 Ave | Queens | EJA |  | 137.20 kW | 1.13 | 150,920 kWh | 0.63 | 44 MT CO2 | 6194 | 22638 |  | Capital | In Progress | [5 empty] | 2020 | 2021-06-14 | 11412 | 40.6983 | -73.7527 | 412 | 520 | 4236757 | 4110180021 | St. Albans
28 | DOE | Q030 | 126-10 Bedell St | Queens | EJA |  | 256.03 kW | 1.04 | 281,633 kWh | 0.53 | 81 MT CO2 | 11558 | 42245 |  | PPA | In Progress | [5 empty] | 2020 | 2021-06-14 | 11434 | 40.6803 | -73.7744 | 412 | 33402 | 4270045 | 4124950065 | Springfield Gardens North
28 | DOE | Q400 | 156-10 Baisley Blvd | Queens | EJA |  | 356.51 kW | 0.87 | 392,161 kWh | 0.32 | 113 MT CO2 | 16094 | 58824 |  | PPA | In Progress | [5 empty] | 2020 | 2021-06-14 | 11434 | 40.6756 | -73.7833 | 412 | 294 | 4265978 | 4122610001 | Springfield Gardens North
28 | FDNY | Engine Company 302 | 143-15 Rockaway Blvd | Queens | EJA |  | 13.86 kW | 0.26 | 15,246 kWh | 0.13 | 4 MT CO2 | 626 | 2287 |  | Capital | In Progress | [5 empty] | 2020 | 2021-06-14 | 11436 | 40.6738 | -73.7955 | 412 | 182 | 4261544 | 4120460002 | Baisley Park
29 | DOE | Q175 | 64-35 102 St | Queens | ï¿½ |  | 132.30 kW | 0.77 | 145,530 kWh | 0.47 | 42 MT CO2 | 5973 | 21830 |  | PPA | In Progress | [5 empty] | 2020 | 2021-06-14 | 11374 | 40.7309 | -73.8532 | 406 | 721 | 4051200 | 4021280014 | Forest Hills
29 | DOE | Q196 | 71-25 113 St | Queens | EJA |  | 123.97 kW | 0.26 | 136,367 kWh | 0.15 | 39 MT CO2 | 5597 | 20455 |  | PPA | In Progress | [5 empty] | 2020 | 2021-06-14 | 11375 | 40.7228 | -73.8379 | 406 | 75702 | 4052713 | 4022480100 | Forest Hills
29 | DOE | Q220 | 62-10 108 St | Queens | ï¿½ |  | 154.70 kW | 0.57 | 170,170 kWh | 0.39 | 49 MT CO2 | 6984 | 25526 |  | PPA | In Progress | [5 empty] | 2020 | 2021-06-14 | 11375 | 40.7365 | -73.8515 | 406 | 745 | 4051290 | 4021430001 | Forest Hills
30 | DOE | Q071 | 62-85 Forest Ave | Queens | ï¿½ |  | 175.18 kW | 1 | 192,698 kWh | 0.44 | 56 MT CO2 | 7908 | 28905 |  | PPA | In Progress | [5 empty] | 2020 | 2021-06-14 | 11385 | 40.7112 | -73.9053 | 405 | 595 | 4083519 | 4034920007 | Ridgewood
30 | DOE | Q485 | 21-27 Himrod St | Queens | ï¿½ |  | 535.92 kW | 1.57 | 589,512 kWh | 0.6 | 170 MT CO2 | 24194 | 88427 |  | PPA | In Progress | [5 empty] | 2020 | 2021-06-14 | 11385 | 40.711 | -73.9088 | 405 | 595 | 4080227 | 4033630001 | Ridgewood
30 | FDNY | EMS 45 | 58-65 52nd Rd | Queens | ï¿½ |  | 184.32 kW | 1.33 | 202,752 kWh | 0.41 | 59 MT CO2 | 8321 | 30413 |  | Capital | In Progress | [5 empty] | 2020 | 2021-06-14 | 11377 | 40.7344 | -73.9076 | 402 | 243 | 4054172 | 4023510023 | Elmhurst-Maspeth
30 | FDNY | Engine Company 291 | 56-07 Metropolitan Ave | Queens | ï¿½ |  | 11.55 kW | 0.26 | 12,705 kWh | 0.11 | 4 MT CO2 | 521 | 1906 |  | Capital | In Progress | [5 empty] | 2020 | 2021-06-14 | 11385 | 40.7129 | -73.9068 | 405 | 595 | 4440960 | 4026460018 | Ridgewood
31 | DOE | Q231 | 145-00 Springfield Blvd | Queens | EJA |  | 396.72 kW | 1.31 | 436,392 kWh | 0.66 | 126 MT CO2 | 17910 | 65459 |  | PPA | In Progress | [5 empty] | 2020 | 2021-06-14 | 11413 | 40.6646 | -73.7588 | 413 | 320 | 4285682 | 4133310001 | Springfield Gardens South-Brookville
32 | DOE | Q137 | 109-15 98th St | Queens | EJA |  | 82.90 kW | 0.07 | 91,190 kWh | 0.07 | 26 MT CO2 | 3742 | 13679 |  | PPA | In Progress | [5 empty] | 2020 | 2021-06-14 | 11417 | 40.6781 | -73.8399 | 410 | 86 | 4467457 | 4091720001 | Ozone Park
33 | DOE | K126 | 424 Leonard St | Brooklyn | ï¿½ |  | 366.90 kW | 1.14 | 403,590 kWh | 0.55 | 117 MT CO2 | 16563 | 60539 |  | PPA | In Progress | [5 empty] | 2020 | 2021-06-14 | 11222 | 40.7198 | -73.9486 | 301 | 499 | 3067788 | 3027120001 | Greenpoint
33 | DOE | K293 (K497) | 284 Baltic St | Brooklyn | ï¿½ |  | 261.00 kW | 0.57 | 287,100 kWh | 0.3 | 83 MT CO2 | 11783 | 43065 |  | PPA | In Progress | [5 empty] | 2020 | 2021-06-14 | 11201 | 40.6854 | -73.9934 | 306 | 69 | 3006401 | 3004020001 | DUMBO-Vinegar Hill-Downtown Brooklyn-Boerum Hill
33 | DOE | K307 | 209 York St | Brooklyn | ï¿½ |  | 212.91 kW | 0.98 | 234,201 kWh | 0.57 | 68 MT CO2 | 9612 | 35130 |  | PPA | In Progress | [5 empty] | 2020 | 2021-06-14 | 11201 | 40.7013 | -73.9823 | 302 | 21 | 3000158 | 3000560007 | DUMBO-Vinegar Hill-Downtown Brooklyn-Boerum Hill
33 | DOE | K650 | 257 North 6th St | Brooklyn | ï¿½ |  | 228.20 kW | 0.41 | 251,020 kWh | 0.26 | 73 MT CO2 | 10302 | 37653 |  | PPA | In Progress | [5 empty] | 2020 | 2021-06-14 | 11211 | 40.7151 | -73.9548 | 301 | 519 | 3062135 | 3023300011 | North Side-South Side
34 | DOE | K049 | 223 Graham Ave | Brooklyn | EJA |  | 189.10 kW | 0.64 | 208,010 kWh | 0.32 | 60 MT CO2 | 8537 | 31202 |  | PPA | In Progress | [5 empty] | 2020 | 2021-06-14 | 11206 | 40.7099 | -73.9436 | 301 | 505 | 3070825 | 3030250001 | East Williamsburg
34 | DSNY | Brooklyn North 3 District Garage | 535 Johnson Ave | Brooklyn | ï¿½ |  | 196.00 kW | 2.48 | 215,600 kWh | 0.97 | 62 MT CO2 | 8848 | 32340 |  | Capital | In Progress | [5 empty] | 2020 | 2021-06-14 | 11237 | 40.7088 | -73.926 | 301 | 449 | 3070584 | 3029870016 | East Williamsburg
35 | DOE | K221 | 791 Empire Blvd | Brooklyn | EJA |  | 100.74 kW | 0.54 | 110,814 kWh | 0.27 | 32 MT CO2 | 4548 | 16622 |  | Capital | In Progress | [5 empty] | 2020 | 2021-06-14 | 11213 | 40.6637 | -73.936 | 309 | 355 | 3038372 | 3014230014 | Crown Heights South
35 | DOE | K287 | 50 Navy St | Brooklyn | EJA |  | 141.74 kW | 0.99 | 155,914 kWh | 0.46 | 45 MT CO2 | 6399 | 23387 |  | PPA | In Progress | [5 empty] | 2020 | 2021-06-14 | 11201 | 40.6979 | -73.9805 | 302 | 23 | 3000203 | 3001110001 | DUMBO-Vinegar Hill-Downtown Brooklyn-Boerum Hill
35 | DOE | K600 | 901 Classon Ave | Brooklyn | EJA |  | 172.60 kW | 0.44 | 189,860 kWh | 0.21 | 55 MT CO2 | 7792 | 28479 |  | PPA | In Progress | [5 empty] | 2020 | 2021-06-14 | 11225 | 40.6696 | -73.962 | 309 | 213 | 3029702 | 3011880001 | Crown Heights South
36 | DOE | K003 | 50 Jefferson Ave | Brooklyn | EJA |  | 135.00 kW | 0.97 | 148,500 kWh | 0.43 | 43 MT CO2 | 6094 | 22275 |  | PPA | In Progress | [5 empty] | 2020 | 2021-06-14 | 11216 | 40.6827 | -73.9553 | 303 | 227 | 3057406 | 3019980001 | Clinton Hill
36 | DOE | K023 | 545 Willoughby Ave | Brooklyn | EJA |  | 281.05 kW | 1.56 | 309,155 kWh | 0.69 | 89 MT CO2 | 12688 | 46373 |  | PPA | In Progress | [5 empty] | 2020 | 2021-06-14 | 11206 | 40.6941 | -73.9476 | 303 | 25901 | 3048818 | 3017590013 | Bedford
36 | DOE | K044 | 432 Monroe St | Brooklyn | EJA |  | 182.49 kW | 0.98 | 200,739 kWh | 0.41 | 58 MT CO2 | 8238 | 30111 |  | PPA | In Progress | [5 empty] | 2020 | 2021-06-14 | 11221 | 40.6866 | -73.9407 | 303 | 277 | 3051540 | 3018210001 | Stuyvesant Heights
36 | DOE | K057 | 125 Stuyvesant Ave | Brooklyn | EJA |  | 151.80 kW | 0.5 | 166,980 kWh | 0.26 | 48 MT CO2 | 6853 | 25047 |  | PPA | In Progress | [5 empty] | 2020 | 2021-06-14 | 11221 | 40.6913 | -73.9337 | 303 | 291 | 3043822 | 3016160001 | Stuyvesant Heights
37 | DOE | K298 | 85 Watkins St | Brooklyn | EJA |  | 171.00 kW | 1.03 | 188,100 kWh | 0.36 | 54 MT CO2 | 7720 | 28215 |  | PPA | In Progress | [5 empty] | 2020 | 2021-06-14 | 11212 | 40.671 | -73.9082 | 316 | 906 | 3080768 | 3035070007 | Brownsville
37 | DOE | K345 | 111 Berriman St | Brooklyn | EJA |  | 177.87 kW | 1.11 | 195,657 kWh | 0.41 | 57 MT CO2 | 8030 | 29349 |  | PPA | In Progress | [5 empty] | 2020 | 2021-06-14 | 11208 | 40.6761 | -73.8803 | 305 | 1192 | 3088734 | 3039900001 | East New York
37 | DOE | K377 | 200 Woodbine St | Brooklyn | EJA |  | 193.10 kW | 0.5 | 212,410 kWh | 0.38 | 61 MT CO2 | 8717 | 31862 |  | PPA | In Progress | [5 empty] | 2020 | 2021-06-14 | 11221 | 40.694 | -73.9153 | 304 | 415 | 3076784 | 3033600001 | Bushwick South
37 | FDNY | Engine Co. 332 & Ladder Co. 175 | 165 Bradford St | Brooklyn | EJA |  | 76.84 kW | 0.65 | 84,524 kWh | 0.45 | 24 MT CO2 | 3469 | 12679 |  | Capital | In Progress | [5 empty] | 2020 | 2021-06-14 | 11207 | 40.6754 | -73.8929 | 305 | 1198 | 3083579 | 3036910001 | East New York
37 | FDNY | Engine Company 236 | 998 Liberty Ave | Brooklyn | EJA |  | 7.26 kW | 0.26 | 7,986 kWh | 0.12 | 2 MT CO2 | 328 | 1198 |  | Capital | In Progress | [5 empty] | 2020 | 2021-06-14 | 11208 | 40.6779 | -73.8729 | 305 | 1196 | 3094289 | 3041940020 | East New York
38 | DOE | K001 | 309 47th St | Brooklyn | EJA |  | 204.05 kW | 0.58 | 224,455 kWh | 0.35 | 65 MT CO2 | 9212 | 33668 |  | PPA | In Progress | [5 empty] | 2020 | 2021-06-14 | 11220 | 40.649 | -74.0123 | 307 | 80 | 3011821 | 3007550022 | Sunset Park West
38 | DOE | K094 | 5010 6th Ave | Brooklyn | EJA |  | 83.49 kW | 0.29 | 91,839 kWh | 0.14 | 27 MT CO2 | 3769 | 13776 |  | Capital | In Progress | [5 empty] | 2020 | 2021-06-14 | 11220 | 40.6437 | -74.0083 | 307 | 98 | 3332126 | 3007920026 | Sunset Park East
40 | DOE | K217 | 1100 Newkirk Ave | Brooklyn | ï¿½ |  | 120.12 kW | 0.24 | 132,132 kWh | 0.12 | 38 MT CO2 | 5423 | 19820 |  | PPA | In Progress | [5 empty] | 2020 | 2021-06-14 | 11230 | 40.634 | -73.9666 | 314 | 526 | 3121072 | 3052320001 | Flatbush
40 | DOE | K470 | 600 Kingston Ave | Brooklyn | EJA |  | 452.40 kW | 0.84 | 497,640 kWh | 0.38 | 144 MT CO2 | 20423 | 74646 |  | PPA | In Progress | [5 empty] | 2020 | 2021-06-14 | 11203 | 40.6589 | -73.9425 | 309 | 810 | 3107227 | 3048110001 | Prospect Lefferts Gardens-Wingate
41 | DOE | K232 | 905 Winthrop St | Brooklyn | EJA |  | 163.20 kW | 0.51 | 179,520 kWh | 0.23 | 52 MT CO2 | 7368 | 26928 |  | PPA | In Progress | [5 empty] | 2020 | 2021-06-14 | 11203 | 40.6584 | -73.9291 | 317 | 880 | 3099733 | 3046060025 | Prospect Lefferts Gardens-Wingate
41 | DOE | K309 | 794 Monroe St | Brooklyn | EJA |  | 275.20 kW | 1.15 | 302,720 kWh | 0.83 | 87 MT CO2 | 12424 | 45408 |  | PPA | In Progress | [5 empty] | 2020 | 2021-06-14 | 11221 | 40.6884 | -73.9248 | 303 | 385 | 3045047 | 3016430036 | Stuyvesant Heights
42 | DOE | K041 | 411 Thatford Ave | Brooklyn | EJA |  | 228.76 kW | 1.09 | 251,636 kWh | 0.63 | 73 MT CO2 | 10327 | 37745 |  | PPA | In Progress | [5 empty] | 2020 | 2021-06-14 | 11212 | 40.6603 | -73.9074 | 316 | 918 | 3082389 | 3036040001 | Brownsville
42 | DOE | K275 | 985 Rockaway Ave | Brooklyn | EJA |  | 334.10 kW | 1 | 367,510 kWh | 0.46 | 106 MT CO2 | 15083 | 55127 |  | PPA | In Progress | [5 empty] | 2020 | 2021-06-14 | 11212 | 40.6561 | -73.9072 | 316 | 922 | 3082940 | 3036360007 | Brownsville
42 | DSNY | Brooklyn South 17 and 18 District Garage | 10502 Avenue D | Brooklyn | EJA |  | 736.00 kW | 2.22 | 809,600 kWh | 0.56 | 234 MT CO2 | 33226 | 121440 |  | Capital | In Progress | [5 empty] | 2020 | 2021-06-14 | 11236 | 40.6538 | -73.9015 | 318 | 1098 | 3256921 | 3081380001 | East New York
43 | DOE | K200 | 1940 Benson Ave | Brooklyn | EJA |  | 108.19 kW | 0.31 | 119,009 kWh | 0.19 | 34 MT CO2 | 4884 | 17851 |  | PPA | In Progress | [5 empty] | 2020 | 2021-06-14 | 11214 | 40.6032 | -74.0014 | 311 | 282 | 3167818 | 3064070008 | Bath Beach
43 | DOE | K259 | 7305 Ft Hamilton Pkwy | Brooklyn | ï¿½ |  | 88.10 kW | 0.14 | 96,910 kWh | 0.07 | 28 MT CO2 | 3977 | 14537 |  | PPA | In Progress | [5 empty] | 2020 | 2021-06-14 | 11228 | 40.6267 | -74.0151 | 310 | 206 | 3148031 | 3059230001 | Dyker Heights
43 | DOE | K445 | 1601 80th St | Brooklyn | EJA |  | 156.31 kW | 0.2 | 171,941 kWh | 0.08 | 50 MT CO2 | 7056 | 25791 |  | PPA | In Progress | [5 empty] | 2020 | 2021-06-14 | 11214 | 40.6133 | -74.0034 | 311 | 182 | 3162711 | 3062710001 | Bensonhurst West
45 | DOE | K198 | 4105 Farragut Rd | Brooklyn | EJA |  | 181.72 kW | 1.06 | 199,892 kWh | 0.44 | 58 MT CO2 | 8204 | 29984 |  | PPA | In Progress | [5 empty] | 2020 | 2021-06-14 | 11210 | 40.6369 | -73.9373 | 317 | 836 | 3113388 | 3049880066 | East Flatbush-Farragut
45 | DOE | K208 | 4801 Avenue D | Brooklyn | EJA |  | 127.70 kW | 0.72 | 140,470 kWh | 0.47 | 41 MT CO2 | 5765 | 21071 |  | PPA | In Progress | [5 empty] | 2020 | 2021-06-14 | 11203 | 40.642 | -73.9312 | 317 | 840 | 3105680 | 3047690025 | East Flatbush-Farragut
45 | DOE | K269 | 1957 Nostrand Ave | Brooklyn | EJA |  | 172.52 kW | 0.81 | 189,772 kWh | 0.37 | 55 MT CO2 | 7788 | 28466 |  | PPA | In Progress | [5 empty] | 2020 | 2021-06-14 | 11210 | 40.6377 | -73.9482 | 317 | 788 | 3113780 | 3049940023 | Flatbush
45 | FDNY | EMS 58 | 420 East 83rd St | Brooklyn | ï¿½ |  | 66.00 kW | 0.8 | 72,600 kWh | 0.32 | 21 MT CO2 | 2980 | 10890 |  | Capital | In Progress | [5 empty] | 2020 | 2021-06-14 | 11236 | 40.6427 | -73.9175 | 318 | 960 | 3221976 | 3079180114 | Canarsie
46 | BPL | Gerritsen Beach Branch Library | 2808 Gerritsen Ave | Brooklyn | ï¿½ |  | 20.00 kW | 0.43 | 22,000 kWh | 0.23 | 6 MT CO2 | 903 | 3300 |  | Capital | In Progress | [5 empty] | 2020 | 2021-06-14 | 11229 | 40.5916 | -73.9237 | 315 | 628 | 3343823 | 3089230920 | Sheepshead Bay-Gerritsen Beach-Manhattan Beach
46 | BPL | Mill Basin | 2385 Ralph Ave | Brooklyn | EJA |  | 20.00 kW | 0.43 | 22,000 kWh | 0.25 | 6 MT CO2 | 903 | 3300 |  | Capital | In Progress | [5 empty] | 2020 | 2021-06-14 | 11234 | 40.62 | -73.9173 | 318 | 69602 | 3235910 | 3083630009 | Georgetown-Marine Park-Bergen Beach-Mill Basin
46 | DOE | K115 | 1500 East 92nd St | Brooklyn | EJA |  | 134.75 kW | 0.32 | 148,225 kWh | 0.17 | 43 MT CO2 | 6083 | 22234 |  | PPA | In Progress | [5 empty] | 2020 | 2021-06-14 | 11236 | 40.635 | -73.8973 | 318 | 1008 | 3232559 | 3082560001 | Canarsie
46 | DOE | K194 | 3117 Avenue W | Brooklyn | ï¿½ |  | 120.90 kW | 0.27 | 132,990 kWh | 0.19 | 38 MT CO2 | 5458 | 19949 |  | PPA | In Progress | [5 empty] | 2020 | 2021-06-14 | 11229 | 40.5968 | -73.9335 | 315 | 570 | 3201629 | 3073930001 | Sheepshead Bay-Gerritsen Beach-Manhattan Beach
46 | DOE | K211 | 1001 East 100 St | Brooklyn | EJA |  | 251.50 kW | 0.81 | 276,650 kWh | 0.39 | 80 MT CO2 | 11354 | 41498 |  | PPA | In Progress | [5 empty] | 2020 | 2021-06-14 | 11236 | 40.6433 | -73.8962 | 318 | 988 | 3326732 | 3082270001 | Canarsie
46 | DOE | K251 | 1037 East 54th St | Brooklyn | EJA |  | 187.88 kW | 1.01 | 206,668 kWh | 0.6 | 60 MT CO2 | 8482 | 31000 |  | PPA | In Progress | [5 empty] | 2020 | 2021-06-14 | 11234 | 40.6325 | -73.9244 | 318 | 722 | 3214729 | 3077580001 | Flatlands
46 | DOE | K272 | 101-24 Seaview Ave | Brooklyn | EJA |  | 165.00 kW | 0.85 | 181,500 kWh | 0.5 | 52 MT CO2 | 7449 | 27225 |  | PPA | In Progress | [5 empty] | 2020 | 2021-06-14 | 11236 | 40.6359 | -73.8864 | 318 | 1034 | 3235262 | 3083290250 | Canarsie
46 | FDNY | Engine Company 309 | 1851 East 48th St | Brooklyn | EJA |  | 15.18 kW | 0.4 | 16,698 kWh | 0.13 | 5 MT CO2 | 685 | 2505 |  | Capital | In Progress | [5 empty] | 2020 | 2021-06-14 | 11234 | 40.6157 | -73.9285 | 318 | 672 | 3239495 | 3084880016 | Flatlands
47 | BPL | Coney Island Branch Library and Learning Ctr. | 1901 Mermaid Ave | Brooklyn | EJA |  | 20.00 kW | 0.26 | 22,000 kWh | 0.18 | 6 MT CO2 | 903 | 3300 |  | Capital | In Progress | [5 empty] | 2020 | 2021-06-14 | 11224 | 40.5765 | -73.986 | 313 | 326 | 3189001 | 3070190043 | Seagate-Coney Island
47 | DOE | K400 | 2630 Benson Ave | Brooklyn | ï¿½ |  | 160.60 kW | 0.35 | 176,660 kWh | 0.19 | 51 MT CO2 | 7250 | 26499 |  | Capital | In Progress | [5 empty] | 2020 | 2021-06-14 | 11214 | 40.5943 | -73.9858 | 313 | 306 | 3186454 | 3068830001 | Gravesend
47 | DOE | K410 | 2800 Ocean Parkway | Brooklyn | ï¿½ |  | 469.30 kW | 1.25 | 516,230 kWh | 0.39 | 149 MT CO2 | 21186 | 77435 |  | PPA | In Progress | [5 empty] | 2020 | 2021-06-14 | 11235 | 40.5817 | -73.9673 | 313 | 354 | 3196293 | 3072540001 | West Brighton
47 | FDNY | Engine Company 254 | 901 Avenue U | Brooklyn | ï¿½ |  | 13.86 kW | 0.34 | 15,246 kWh | 0.13 | 4 MT CO2 | 626 | 2287 |  | Capital | In Progress | [5 empty] | 2020 | 2021-06-14 | 11223 | 40.5982 | -73.962 | 315 | 394 | 3192210 | 3071120049 | Homecrest
48 | BPL | Kings Highway Branch Library | 2115 Ocean Ave | Brooklyn | EJA |  | 4.05 kW | 0.03 | 4,455 kWh | 0.01 | 1 MT CO2 | 183 | 668 |  | Capital | In Progress | [5 empty] | 2020 | 2021-06-14 | 11229 | 40.6101 | -73.9534 | 315 | 550 | 3182576 | 3067830068 | Madison
48 | DOE | K043 | 1401 Emmons Ave | Brooklyn | ï¿½ |  | 246.40 kW | 0.52 | 271,040 kWh | 0.32 | 78 MT CO2 | 11124 | 40656 |  | PPA | In Progress | [5 empty] | 2020 | 2021-06-14 | 11235 | 40.5831 | -73.954 | 315 | 608 | 3246958 | 3087670026 | Sheepshead Bay-Gerritsen Beach-Manhattan Beach
48 | DOE | K052 | 2675 East 29th St | Brooklyn | ï¿½ |  | 153.60 kW | 0.52 | 168,960 kWh | 0.35 | 49 MT CO2 | 6934 | 25344 |  | PPA | In Progress | [5 empty] | 2020 | 2021-06-14 | 11235 | 40.5879 | -73.9405 | 315 | 600 | 3205435 | 3074740001 | Sheepshead Bay-Gerritsen Beach-Manhattan Beach
48 | DOE | K206 | 2200 Gravesend Neck Rd | Brooklyn | EJA |  | 169.02 kW | 0.54 | 185,922 kWh | 0.41 | 54 MT CO2 | 7630 | 27888 |  | PPA | In Progress | [5 empty] | 2020 | 2021-06-14 | 11229 | 40.5974 | -73.9489 | 315 | 59401 | 3201080 | 3073810201 | Sheepshead Bay-Gerritsen Beach-Manhattan Beach
48 | DOE | K225 | 1075 Ocean View Ave | Brooklyn | EJA |  | 139.80 kW | 0.39 | 153,780 kWh | 0.26 | 44 MT CO2 | 6311 | 23067 |  | PPA | In Progress | [5 empty] | 2020 | 2021-06-14 | 11235 | 40.5797 | -73.9563 | 313 | 61004 | 3245498 | 3087120056 | Brighton Beach
48 | DOE | K234 | 1875 East 17th St | Brooklyn | ï¿½ |  | 154.00 kW | 0.43 | 169,400 kWh | 0.19 | 49 MT CO2 | 6952 | 25410 |  | PPA | In Progress | [5 empty] | 2020 | 2021-06-14 | 11229 | 40.6042 | -73.9555 | 315 | 558 | 3184057 | 3068210244 | Madison
48 | DOE | K425 | 3787 Bedford Ave | Brooklyn | ï¿½ |  | 217.62 kW | 0.43 | 239,382 kWh | 0.16 | 69 MT CO2 | 9824 | 35907 |  | PPA | In Progress | [5 empty] | 2020 | 2021-06-14 | 11229 | 40.6099 | -73.9485 | 315 | 642 | 3182721 | 3067880001 | Madison
48 | DOE | K495 | 3000 Ave X | Brooklyn | ï¿½ |  | 703.80 kW | 1.36 | 774,180 kWh | 0.61 | 224 MT CO2 | 31772 | 116127 |  | PPA | In Progress | [5 empty] | 2020 | 2021-06-14 | 11235 | 40.5941 | -73.9377 | 315 | 626 | 3203631 | 3074250002 | Sheepshead Bay-Gerritsen Beach-Manhattan Beach
49 | DOE | R045 | 58 Lawrence Ave | Staten Island | ï¿½ |  | 150.42 kW | 0.63 | 165,462 kWh | 0.39 | 48 MT CO2 | 6791 | 24819 |  | Capital | In Progress | [5 empty] | 2020 | 2021-06-14 | 10310 | 40.6286 | -74.1071 | 501 | 121 | 5007417 | 5002760007 | New Brighton-Silver Lake
50 | DOE | R029 | 1581 Victory Blvd | Staten Island | ï¿½ |  | 96.90 kW | 0.47 | 106,590 kWh | 0.27 | 31 MT CO2 | 4374 | 15989 |  | PPA | In Progress | [5 empty] | 2020 | 2021-06-14 | 10314 | 40.6136 | -74.116 | 501 | 147 | 5009028 | 5003310001 | Westerleigh
50 | DOE | R440 | 485 Clawson St | Staten Island | ï¿½ |  | 261.03 kW | 0.62 | 287,133 kWh | 0.35 | 83 MT CO2 | 11784 | 43070 |  | PPA | In Progress | [5 empty] | 2020 | 2021-06-14 | 10306 | 40.5679 | -74.1154 | 502 | 134 | 5107621 | 5042440001 | New Dorp-Midland Beach
50 | DOE | R880 | 715 Ocean Ter | Staten Island | EJA |  | 665.00 kW | 0.53 | 731,500 kWh | 0.21 | 211 MT CO2 | 30021 | 109725 |  | PPA | In Progress | [5 empty] | 2020 | 2021-06-14 | 10301 | 40.6085 | -74.1021 | 502 | 177 | 5113169 | 5006830001 | Todt Hill-Emerson Hill-Heartland Village-Lighthouse Hill
51 | DOE | R003 | 80 South Goff Ave | Staten Island | ï¿½ |  | 234.47 kW | 0.9 | 257,917 kWh | 0.59 | 75 MT CO2 | 10585 | 38688 |  | PPA | In Progress | [5 empty] | 2020 | 2021-06-14 | 10309 | 40.5207 | -74.2113 | 503 | 198 | 5083311 | 5067960044 | Annadale-Huguenot-Prince's Bay-Eltingville
51 | DOE | R007 | 1270 Huguenot Ave | Staten Island | ï¿½ |  | 239.09 kW | 0.56 | 262,999 kWh | 0.45 | 76 MT CO2 | 10794 | 39450 |  | PPA | In Progress | [5 empty] | 2020 | 2021-06-14 | 10312 | 40.5238 | -74.1859 | 503 | 198 | 5082345 | 5065440001 | Annadale-Huguenot-Prince's Bay-Eltingville
51 | DOE | R036 | 255 Ionia Ave | Staten Island | ï¿½ |  | 285.00 kW | 0.84 | 313,500 kWh | 0.6 | 91 MT CO2 | 12866 | 47025 |  | PPA | In Progress | [5 empty] | 2020 | 2021-06-14 | 10312 | 40.5431 | -74.1823 | 503 | 17005 | 5107742 | 5062620012 | Annadale-Huguenot-Prince's Bay-Eltingville
51 | DSNY | Staten Island 1/3 (New Construction) | 1323 West Service Rd | Staten Island | ï¿½ |  | 678.96 kW | 15.47 | 746,856 kWh | 2.63 | 216 MT CO2 | 30651 | 112028 |  | Capital | In Progress | [5 empty] | 2020 | 2021-06-14 | 10309 | 40.575 | -74.1966 | 503 | 228 | 5130986 | 5059000500 | New Springville-Bloomfield-Travis
51 | DSNY | Staten Island 3 District Garage (BRS) | 1323 West Service Rd | Staten Island | ï¿½ |  | 298.10 kW | 6.79 | 327,910 kWh | 1.15 | 95 MT CO2 | 13457 | 49187 |  | Capital | In Progress | [5 empty] | 2020 | 2021-06-14 | 10309 | 40.575 | -74.1966 | 503 | 228 | 5130986 | 5059000500 | New Springville-Bloomfield-Travis
1 | CUNY | Fiterman Hall | 245 Greenwich St | Manhattan | ï¿½ |  | 14.30 kW | 15,730 kWh |  |  | 5 MT CO2 |  |  |  |  | Solar-Ready | No | 357,774 GSF | Good | 5 to 9 years | Existing Green Roof | 2020 | 2021-06-14 | 10007 | 40.7141 | -74.0116 | 101 | 21 | 1088292 | 1001270001 | SoHo-TriBeCa-Civic Center-Little Italy
1 | DCAS | Court Square Building | 2 Lafayette St | Manhattan | ï¿½ |  | 17.60 kW | 19,360 kWh |  |  | 6 MT CO2 |  |  |  |  | Solar-Ready | No | 363,309 GSF | Good | 2 to 4 years | No | 2020 | 2021-06-14 | 10007 | 40.7137 | -74.0036 | 101 | 31 | 1001672 | 1001550001 | SoHo-TriBeCa-Civic Center-Little Italy
1 | DHS | Life Family Shelter | 78 Catherine St | Manhattan | EJA |  | 143.30 kW | 157,630 kWh |  |  | 46 MT CO2 |  |  |  |  | Solar-Ready | No | 115,659 GSF | Good | 5 to 9 years | No | 2020 | 2021-06-14 | 10038 | 40.7108 | -73.9966 | 103 | 25 | 1083359 | 1001110150 | Chinatown
1 | DOE | M477 | 345 Chambers St | Manhattan | ï¿½ |  | 49.40 kW | 54,340 kWh |  |  | 16 MT CO2 |  |  |  |  | Solar-Ready | No | 420,000 GSF | Between Good and Fair | 5 to 9 years | No | 2020 | 2021-06-14 | 10282 | 40.7177 | -74.014 | 101 | 31703 | 1084587 | 1000160215 | Battery Park City-Lower Manhattan
1 | DOE | M520 | 411 Pearl St | Manhattan | EJA |  | 28.60 kW | 31,460 kWh |  |  | 9 MT CO2 |  |  |  |  | Solar-Ready | No | 300,000 GSF | Between Good and Fair | 5 to 9 years | No | 2020 | 2021-06-14 | 10038 | 40.7114 | -74.0009 | 101 | 29 | 1001388 | 1001130100 | Chinatown
1 | NYPD | 5th Precinct | 19 Elizabeth St | Manhattan | EJA |  | 3.58 kW | 3,938 kWh |  |  | 1 MT CO2 |  |  |  |  | Solar-Ready | No | 32,989 GSF | Good | 5 to 9 years | No | 2020 | 2021-06-14 | 10013 | 40.716 | -73.9973 | 103 | 29 | 1066496 | 1002010020 | Chinatown
1 | NYPD | NYPD Police Headquarters | 1 Police Plz | Manhattan | EJA |  | 158.00 kW | 173,800 kWh |  |  | 50 MT CO2 |  |  |  |  | Solar-Ready | No | 1,000,518 GSF | Good | 2 to 4 years | No | 2020 | 2021-06-14 | 10038 | 40.7123 | -74.0009 | 101 | 29 | 1079143 | 1001190001 | Chinatown
1 | NYPD | Police Museum | 100 Old Slip | Manhattan | ï¿½ |  | 9.75 kW | 10,725 kWh |  |  | 3 MT CO2 |  |  |  |  | Solar-Ready | No | 24,000 GSF | Good | 2 to 4 years | No | 2020 | 2021-06-14 | 10005 | 40.7033 | -74.008 | 101 | 7 | 1000866 | 1000340037 | Battery Park City-Lower Manhattan
1 | NYPL | Chatham Square Branch Library | 33 East Broadway | Manhattan | EJA |  | 4.55 kW | 5,005 kWh |  |  | 1 MT CO2 |  |  |  |  | Solar-Ready | No | 12,243 GSF | Fair | < 2 years | No | 2020 | 2021-06-14 | 10002 | 40.7135 | -73.9964 | 103 | 8 | 1003425 | 1002800044 | Chinatown
2 | DHS | Kenton Hotel Shelter | 333 Bowery | Manhattan | EJA |  | 27.80 kW | 30,580 kWh |  |  | 9 MT CO2 |  |  |  |  | Solar-Ready | No | 23,492 GSF | Good | 5 to 9 years | No | 2020 | 2021-06-14 | 10003 | 40.726 | -73.9919 | 103 | 3602 | 1079828 | 1004580004 | East Village
2 | DHS | Manhattan Bowery Shelter | 8 East 3rd St | Manhattan | EJA |  | 28.90 kW | 31,790 kWh |  |  | 9 MT CO2 |  |  |  |  | Solar-Ready | No | 55,000 GSF | Good | 5 to 9 years | No | 2020 | 2021-06-14 | 10003 | 40.7261 | -73.9912 | 103 | 3602 | 1006546 | 1004580011 | East Village
2 | DOE | M060 | 420 East 12 St | Manhattan | ï¿½ |  | 68.60 kW | 75,460 kWh |  |  | 22 MT CO2 |  |  |  |  | Solar-Ready | No | 120,000 GSF | Between Good and Fair | 2 to 4 years | No | 2020 | 2021-06-14 | 10009 | 40.7296 | -73.9826 | 103 | 34 | 1005974 | 1004390017 | East Village
2 | DOE | M844 | 400 1st Ave | Manhattan | ï¿½ |  | 11.40 kW | 12,540 kWh |  |  | 4 MT CO2 |  |  |  |  | Solar-Ready | No | 68,400 GSF | Between Good and Fair | 5 to 9 years | No | 2020 | 2021-06-14 | 10010 | 40.7372 | -73.9783 | 106 | 62 | 1022052 | 1009550001 | Murray Hill-Kips Bay
3 | DOE | M035 (M058) | 317 West 52 St | Manhattan | ï¿½ |  | 30.20 kW | 33,220 kWh |  |  | 10 MT CO2 |  |  |  |  | Solar-Ready | No | 67,200 GSF | Good | 2 to 4 years | No | 2020 | 2021-06-14 | 10019 | 40.7639 | -73.9859 | 104 | 133 | 1025241 | 1010430022 | Clinton
3 | DPR | High Line Maintenance and Operations Building | 820 Washington St | Manhattan | ï¿½ |  | 0.00 kW | 0 kWh |  |  | 0 MT CO2 |  |  |  |  | Solar-Ready | No | 24,641 GSF | Fair | 2 to 4 years | Existing Green Roof | 2020 | 2021-06-14 | 10014 | 40.7396 | -74.008 | 102 | 79 | 1089240 | 1006440010 | West Village
3 | DPR | Tony Dapolito Recreation Center | 3 Clarkson St | Manhattan | ï¿½ |  | 11.00 kW | 12,100 kWh |  |  | 3 MT CO2 |  |  |  |  | Solar-Ready | No | 27,440 GSF | Between Good and Fair | 5 to 9 years | Planned Green Roof, Existing Cool Roof | 2020 | 2021-06-14 | 10014 | 40.7294 | -74.0056 | 102 | 67 |  |  | West Village
3 | DSNY | Manhattan Community Districts 1, 2 and 5 | 353 Spring St | Manhattan | ï¿½ |  | 5.53 kW | 6,083 kWh |  |  | 2 MT CO2 |  |  |  |  | Solar-Ready | No | 388,255 GSF | Good | 2 to 4 years | Existing Green Roof | 2020 | 2021-06-14 | 10014 | 40.7262 | -74.0107 | 102 | 37 | 1089625 | 1005967501 | SoHo-TriBeCa-Civic Center-Little Italy
3 | FIT | Bldg A, The David Dubinsky Student Center | 340 8th Ave | Manhattan | ï¿½ |  | 105.30 kW | 115,830 kWh |  |  | 33 MT CO2 |  |  |  |  | Solar-Ready | No | 271,840 GSF | Good | 2 to 4 years | No | 2020 | 2021-06-14 | 10001 | 40.7479 | -73.9966 | 105 | 95 | 1014250 | 1007770001 | Midtown-Midtown South
3 | FIT | Bldg E, Shirley Goodman Resource Center | 200 West 27th St | Manhattan | ï¿½ |  | 40.30 kW | 44,330 kWh |  |  | 13 MT CO2 |  |  |  |  | Solar-Ready | No | 157,540 GSF | Good | 2 to 4 years | No | 2020 | 2021-06-14 | 10001 | 40.7466 | -73.9939 | 105 | 95 | 1014236 | 1007760040 | Midtown-Midtown South
3 | FIT | Kaufman Hall Dormitory (FIT) | 406 West 31st St | Manhattan | ï¿½ |  | 3.36 kW | 3,696 kWh |  |  | 1 MT CO2 |  |  |  |  | Solar-Ready | No | 324,885 GSF | Good | 5 to 9 years | No | 2020 | 2021-06-14 | 10001 | 40.7517 | -73.9981 | 104 | 103 | 1012834 | 1007280042 | Hudson Yards-Chelsea-Flatiron-Union Square
3 | NYPL | Muhlenberg Branch Library | 209 West 23rd St | Manhattan | EJA |  | 6.18 kW | 6,798 kWh |  |  | 2 MT CO2 |  |  |  |  | Solar-Ready | No | 12,953 GSF | Fair | < 2 years | No | 2020 | 2021-06-14 | 10011 | 40.7444 | -73.9962 | 104 | 91 | 1014150 | 1007730038 | Hudson Yards-Chelsea-Flatiron-Union Square
4 | DCLA | Carnegie Hall | 881 7th Ave | Manhattan | ï¿½ |  | 0.00 kW | 0 kWh |  |  | 0 MT CO2 |  |  |  |  | Solar-Ready | No | 304,000 GSF | Good | 5 to 9 years | Existing Green Roof | 2020 | 2021-06-14 | 10019 | 40.7649 | -73.9804 | 105 | 137 | 1023449 | 1010090001 | Midtown-Midtown South
4 | DCLA | New York City Center | 131 W 55 St | Manhattan | ï¿½ |  | 2.28 kW | 2,508 kWh |  |  | 1 MT CO2 |  |  |  |  | Solar-Ready | No | 177,000 GSF | Good | 5 to 9 years | No | 2020 | 2021-06-14 | 10019 | 40.7636 | -73.9795 | 105 | 137 | 1023391 | 1010080015 | Midtown-Midtown South
4 | DOE | M488 | 231-249 E 56 St | Manhattan | ï¿½ |  | 17.60 kW | 19,360 kWh |  |  | 6 MT CO2 |  |  |  |  | Solar-Ready | No | 312,000 GSF | Good | 5 to 9 years | No | 2020 | 2021-06-14 | 10022 | 40.7592 | -73.9672 | 106 | 108 | 1088892 | 1013300013 | Turtle Bay-East Midtown
4 | DPR | Recreation Center 54 | 348 East 54th St | Manhattan | ï¿½ |  | 26.00 kW | 28,600 kWh |  |  | 8 MT CO2 |  |  |  |  | Solar-Ready | No | 21,920 GSF | Between Good and Fair | < 2 years | Planned Green Roof, Existing Cool Roof | 2020 | 2021-06-14 | 10022 | 40.7569 | -73.9655 | 106 | 98 | 1039840 | 1013460032 | Turtle Bay-East Midtown
4 | NYPL | 96th Street Branch Library | 112 East 96th St | Manhattan | ï¿½ |  | 10.10 kW | 11,110 kWh |  |  | 3 MT CO2 |  |  |  |  | Solar-Ready | No | 13,615 GSF | Fair | < 2 years | No | 2020 | 2021-06-14 | 10128 | 40.7862 | -73.9518 | 108 | 15801 | 1048501 | 1015240064 | Upper East Side-Carnegie Hill
4 | NYPL | Central Library - Stephen A. Schwartzman Building | 476 5th Ave | Manhattan | ï¿½ |  | 250.10 kW | 275,110 kWh |  |  | 80 MT CO2 |  |  |  |  | Solar-Ready | No | 661,428 GSF | Good | 2 to 4 years | No | 2020 | 2021-06-14 | 10018 | 40.7527 | -73.9815 | 105 | 84 | 1034194 | 1012570001 | Midtown-Midtown South
5 | DCLA | Metropolitan Museum of Art Storage | 438-440 East 91st St | Manhattan | ï¿½ |  | 19.50 kW | 21,450 kWh |  |  | 6 MT CO2 |  |  |  |  | Solar-Ready | No | 27,323 GSF | Good | 5 to 9 years | No | 2020 | 2021-06-14 | 10128 | 40.7797 | -73.9461 | 108 | 152 | 1050735 | 1015700029 | Yorkville
5 | DOE | M114 | 331 East 91st St | Manhattan | ï¿½ |  | 23.10 kW | 25,410 kWh |  |  | 7 MT CO2 |  |  |  |  | Solar-Ready | No | 48,000 GSF | Between Good and Fair | 10 to 14 years | No | 2020 | 2021-06-14 | 10128 | 40.7807 | -73.9486 | 108 | 154 | 1081267 | 1015540032 | Yorkville
5 | DOE | M183 | 419 East 66 St | Manhattan | ï¿½ |  | 42.30 kW | 46,530 kWh |  |  | 13 MT CO2 |  |  |  |  | Solar-Ready | No | 58,800 GSF | Good | < 2 years | No | 2020 | 2021-06-14 | 10065 | 40.7637 | -73.9582 | 108 | 116 | 1045569 | 1014610007 | Lenox Hill-Roosevelt Island
5 | DOE | M271 | 645 Main St | Manhattan | ï¿½ |  | 91.50 kW | 100,650 kWh |  |  | 29 MT CO2 |  |  |  |  | Solar-Ready | No | 106,000 GSF | Between Good and Fair | 5 to 9 years | No | 2020 | 2021-06-14 | 10044 | 40.7639 | -73.9479 | 108 | 23802 | 1084848 | 1013730001 | Lenox Hill-Roosevelt Island
6 | DOE | M191 | 210 West 61 St | Manhattan | ï¿½ |  | 101.70 kW | 111,870 kWh |  |  | 32 MT CO2 |  |  |  |  | Solar-Ready | No | 75,000 GSF | Between Good and Fair | 5 to 9 years | No | 2020 | 2021-06-14 | 10023 | 40.7719 | -73.9873 | 107 | 147 | 1030320 | 1011520029 | Lincoln Square
6 | DOE | M485 | 100 Amsterdam Ave | Manhattan | EJA |  | 154.40 kW | 169,840 kWh |  |  | 49 MT CO2 |  |  |  |  | Solar-Ready | No | 388,000 GSF | Good | 5 to 9 years | No | 2020 | 2021-06-14 | 10023 | 40.7736 | -73.9853 | 107 | 151 | 1030341 | 1011560030 | Lincoln Square
6 | DPR | Arsenal Building | 830 5th Ave | Manhattan | EJA |  | 11.40 kW | 12,540 kWh |  |  | 4 MT CO2 |  |  |  |  | Solar-Ready | No | 39,904 GSF | Fair | 2 to 4 years | Existing Green Roof | 2020 | 2021-06-14 | 10065 | 40.7677 | -73.9705 | 164 | 143 | 1083811 | 1011110001 | park-cemetery-etc-Manhattan
6 | DSNY | Manhattan 4, 4A, 7 District Garage; Salt | 650 West 57th St | Manhattan | ï¿½ |  | 362.60 kW | 398,860 kWh |  |  | 115 MT CO2 |  |  |  |  | Solar-Ready | Yes | 247,669 GSF | Good | 2 to 4 years | No | 2020 | 2021-06-14 | 10019 | 40.7711 | -73.9934 | 104 | 135 | 1087609 | 1011040001 | Clinton
6 | NYPD | 22nd Precinct | 190 86th St Transverse Rd | Manhattan | EJA |  | 35.80 kW | 39,380 kWh |  |  | 11 MT CO2 |  |  |  |  | Solar-Ready | No | 21,700 GSF | Good | 5 to 9 years | No | 2020 | 2021-06-14
7 | DOE | M004 | 500 West 160 St | Manhattan | EJA |  | 26.00 kW | 28,600 kWh |  |  | 8 MT CO2 |  |  |  |  | Solar-Ready | No | 70,000 GSF | Between Good and Fair | 2 to 4 years | No | 2020 | 2021-06-14 | 10032 | 40.8349 | -73.9411 | 112 | 245 | 1062792 | 1021180022 | Washington Heights South
7 | DOE | M036 | 123 Morningside Dr | Manhattan | EJA |  | 97.20 kW | 106,920 kWh |  |  | 31 MT CO2 |  |  |  |  | Solar-Ready | No | 71,000 GSF | Fair | 5 to 9 years | No | 2020 | 2021-06-14 | 10027 | 40.8103 | -73.9575 | 109 | 19701 | 1055890 | 1018500002 | Morningside Heights
7 | HHC | Lower Washington Heights NFCC Clinic | 1721 Amsterdam Ave | Manhattan | EJA |  | 81.60 kW | 89,760 kWh |  |  | 26 MT CO2 |  |  |  |  | Solar-Ready | No | 59,209 GSF | Fair | 5 to 9 years | No | 2020 | 2021-06-14 | 10031 | 40.8253 | -73.9475 | 109 | 231 | 1061339 | 1020600001 | Hamilton Heights
8 | DFTA | Leonardo Covello Senior Center | 312 East 109th St | Manhattan | EJA |  | 15.60 kW | 17,160 kWh |  |  | 5 MT CO2 |  |  |  |  | Solar-Ready | No | 22,978 GSF | Between Good and Fair | 5 to 9 years | No | 2020 | 2021-06-14 | 10029 | 40.7923 | -73.9405 | 111 | 170 | 1074278 | 1016800045 | East Harlem South
8 | DHS | Emergency Assistance Unit (EAU) | 151 East 151st St | Bronx | EJA |  | 42.30 kW | 46,530 kWh |  |  | 13 MT CO2 |  |  |  |  | Solar-Ready | No | 76,743 GSF | Good | 5 to 9 years | No | 2020 | 2021-06-14 | 10451 | 40.8212 | -73.9276 | 204 | 63 | 2117641 | 2023530057 | West Concourse
8 | DHS | Jackson Family Residence | 691 East 138th St | Bronx | EJA |  | 48.40 kW | 53,240 kWh |  |  | 15 MT CO2 |  |  |  |  | Solar-Ready | Yes | 72,000 GSF | Good | 5 to 9 years | No | 2020 | 2021-06-14 | 10454 | 40.8052 | -73.9136 | 201 | 2702 | 2003811 | 2025670013 | Mott Haven-Port Morris
8 | DHS | Jennie A. Clarke Residence | 179 East 100th St | Manhattan | EJA |  | 47.80 kW | 52,580 kWh |  |  | 15 MT CO2 |  |  |  |  | Solar-Ready | No | 21,870 GSF | Good | < 2 years | No | 2020 | 2021-06-14 | 10029 | 40.7881 | -73.9482 | 111 | 166 | 1051796 | 1016280024 | East Harlem South
8 | DHS | University Avenue Family Residences | 1041 University Ave | Bronx | EJA |  | 113.10 kW | 124,410 kWh |  |  | 36 MT CO2 |  |  |  |  | Solar-Ready | No | 99,975 GSF | Good | < 2 years | No | 2020 | 2021-06-14 | 10452 | 40.8338 | -73.9308 | 204 | 189 | 2003496 | 2025270014 | Highbridge
8 | DOE | M099 | 410 East 100 St | Manhattan | EJA |  | 59.20 kW | 65,120 kWh |  |  | 19 MT CO2 |  |  |  |  | Solar-Ready | No | 115,000 GSF | Between Good and Fair | 5 to 9 years | Existing Green Roof | 2020 | 2021-06-14 | 10029 | 40.7857 | -73.9425 | 111 | 162 | 1052998 | 1016930001 | East Harlem South
8 | DOE | M117 | 240 East 109 St | Manhattan | EJA |  | 245.20 kW | 269,720 kWh |  |  | 78 MT CO2 |  |  |  |  | Solar-Ready | Yes | 172,000 GSF | Good | 5 to 9 years | No | 2020 | 2021-06-14 | 10029 | 40.7931 | -73.9423 | 111 | 170 | 1052433 | 1016560100 | East Harlem South
8 | DOE | M646 | 321 E. 96 St | Manhattan | EJA |  | 105.30 kW | 115,830 kWh |  |  | 33 MT CO2 |  |  |  |  | Solar-Ready | No | 102,000 GSF | Fair | 5 to 9 years | No | 2020 | 2021-06-14 | 10128 | 40.7836 | -73.9456 | 111 | 15602 | 1083927 | 1016680001 | East Harlem South
8 | DPR | St. Mary's Recreation Center and Indoor Pool | 450 St Anns Ave | Bronx | EJA |  | 28.60 kW | 31,460 kWh |  |  | 9 MT CO2 |  |  |  |  | Solar-Ready | No | 56,125 GSF | Between Good and Fair | 5 to 9 years | Existing Green Roof, Planned Green Roof | 2020 | 2021-06-14 | 10455 | 40.8117 | -73.9144 | 201 | 37 | 2003692 | 2025570001 | Mott Haven-Port Morris
8 | DPR | Thomas Jefferson Recreation Center | 2180 1st Ave | Manhattan | ï¿½ |  | 9.75 kW | 10,725 kWh |  |  | 3 MT CO2 |  |  |  |  | Solar-Ready | No | 23,357 GSF | Good | 2 to 4 years | Planned Green Roof | 2020 | 2021-06-14 | 10029 | 40.7936 | -73.9372 | 111 | 178 | 1085632 | 1017050001 | East Harlem North
8 | NYPL | 125th Street Branch Library | 224 East 125th St | Manhattan | EJA |  | 18.50 kW | 20,350 kWh |  |  | 6 MT CO2 |  |  |  |  | Solar-Ready | No | 14,013 GSF | Fair | < 2 years | No | 2020 | 2021-06-14 | 10035 | 40.8034 | -73.9351 | 111 | 242 | 1054674 | 1017890037 | East Harlem North
9 | DHS | East 119th Street Veterans Residence | 22 East 119th St | Manhattan | EJA |  | 22.40 kW | 24,640 kWh |  |  | 7 MT CO2 |  |  |  |  | Solar-Ready | No | 65,510 GSF | Good | 5 to 9 years | No | 2020 | 2021-06-14 | 10035 | 40.8023 | -73.9443 | 111 | 184 | 1076434 | 1017450005 | East Harlem North
9 | DOE | M136 | 6 Edgecombe Ave | Manhattan | EJA |  | 124.80 kW | 137,280 kWh |  |  | 40 MT CO2 |  |  |  |  | Solar-Ready | No | 113,000 GSF | Between Good and Fair | 5 to 9 years | No | 2020 | 2021-06-14 | 10030 | 40.8174 | -73.9477 | 110 | 22102 | 1059460 | 1019600001 | Central Harlem North-Polo Grounds
9 | DPR | Hansborough Pool and Recreation Center | 35 West 134th St | Manhattan | EJA |  | 21.80 kW | 23,980 kWh |  |  | 7 MT CO2 |  |  |  |  | Solar-Ready | No | 38,000 GSF | Good | 2 to 4 years | Existing Green Roof, Planned Green Roof | 2020 | 2021-06-14 | 10037 | 40.8126 | -73.9395 | 110 | 212 | 1081456 | 1017300055 | Central Harlem North-Polo Grounds
9 | HHC | Henry J. Carter Hospital | 1879 Madison Ave | Manhattan | EJA |  | 34.50 kW | 37,950 kWh |  |  | 11 MT CO2 |  |  |  |  | Solar-Ready | No | 276,398 GSF | Good | 2 to 4 years | No | 2020 | 2021-06-14 | 10035 | 40.8037 | -73.9422 | 111 | 198 | 1077376 | 1017470035 | East Harlem North
9 | NYPL | Schomburg Black History Library (Old Building) | 103 West 135th St | Manhattan | EJA |  | 17.90 kW | 19,690 kWh |  |  | 6 MT CO2 |  |  |  |  | Solar-Ready | No | 40,000 GSF | Fair | < 2 years | No | 2020 | 2021-06-14 | 10030 | 40.8143 | -73.9412 | 110 | 228 | 1058275 | 1019200026 | Central Harlem North-Polo Grounds
9 | NYPL | Schomburg Center/Research in Black Culture (New) | 515 Malcolm X Blvd | Manhattan | EJA |  | 24.70 kW | 27,170 kWh |  |  | 8 MT CO2 |  |  |  |  | Solar-Ready | No | 69,924 GSF | Fair | < 2 years | No | 2020 | 2021-06-14 | 10037 | 40.8146 | -73.9405 | 110 | 228 | 1058276 | 1019200029 | Central Harlem North-Polo Grounds
10 | DOE | M005 | 3703 10th Ave | Manhattan | EJA |  | 15.30 kW | 16,830 kWh |  |  | 5 MT CO2 |  |  |  |  | Solar-Ready | No | 109,000 GSF | Good | 2 to 4 years | No | 2020 | 2021-06-14 | 10034 | 40.859 | -73.9229 | 112 | 299 | 1084201 | 1021500030 | Marble Hill-Inwood
10 | DOE | M178 | 12-18 Ellwood St | Manhattan | EJA |  | 23.70 kW | 26,070 kWh |  |  | 8 MT CO2 |  |  |  |  | Solar-Ready | Yes | 62,000 GSF | Good | 5 to 9 years | No | 2020 | 2021-06-14 | 10040 | 40.8592 | -73.9278 | 112 | 283 | 1064128 | 1021710036 | Washington Heights North
10 | DOE | M263 | 202 Sherman Ave | Manhattan | EJA |  | 17.20 kW | 18,920 kWh |  |  | 5 MT CO2 |  |  |  |  | Solar-Ready | No | 83,000 GSF | Between Good and Fair | 10 to 14 years | No | 2020 | 2021-06-14 | 10034 | 40.8654 | -73.9211 | 112 | 293 | 1081910 | 1022260041 | Marble Hill-Inwood
10 | DOE | M528 | 180 Wadsworth Ave | Manhattan | EJA |  | 3.58 kW | 3,938 kWh |  |  | 1 MT CO2 |  |  |  |  | Solar-Ready | No | 22,000 GSF | Between Good and Fair | 5 to 9 years | No | 2020 | 2021-06-14 | 10033 | 40.8505 | -73.9345 | 112 | 271 | 1063928 | 1021640032 | Washington Heights North
10 | DPR | Highbridge Recreation Center | 2275 Amsterdam Ave | Manhattan | ï¿½ |  | 74.80 kW | 82,280 kWh |  |  | 24 MT CO2 |  |  |  |  | Solar-Ready | No | 30,054 GSF | Between Good and Fair | 5 to 9 years | Existing Cool Roof | 2020 | 2021-06-14 | 10033 | 40.843 | -73.9346 | 112 | 311 | 1085868 | 1021060001 | park-cemetery-etc-Manhattan
10 | DPR | J Hood Wright Park Recreation Center | 351 Fort Washington Ave | Manhattan | EJA |  | 13.30 kW | 14,630 kWh |  |  | 4 MT CO2 |  |  |  |  | Solar-Ready | No | 10,500 GSF | Between Good and Fair | 5 to 9 years | No | 2020 | 2021-06-14 | 10033 | 40.8464 | -73.9401 | 112 | 255 | 1063445 | 1021390404 | Washington Heights South
11 | DCLA | NYBG Peter Jay Sharp Building Parking Garage | 401 Bedford Park Blvd | Bronx | EJA |  | 223.60 kW | 245,960 kWh |  |  | 71 MT CO2 |  |  |  |  | Solar-Ready | No | 305,000 GSF | Good | 5 to 9 years | No | 2020 | 2021-06-14 | 10458 | 40.8672 | -73.8835 | 207 | 425 | 2000000 | 2032740001 | Norwood
11 | DOE | X430 | 2780 Reservoir Ave | Bronx | ï¿½ |  | 339.00 kW | 372,900 kWh |  |  | 108 MT CO2 |  |  |  |  | Solar-Ready | Yes | 241,000 GSF | Good | 5 to 9 years | No | 2020 | 2021-06-14 | 10468 | 40.8703 | -73.8983 | 207 | 409 | 2015241 | 2032470070 | Van Cortlandt Village
11 | DOE | X440 | 100 W. Moshulu Parkway S | Bronx | EJA |  | 355.20 kW | 390,720 kWh |  |  | 113 MT CO2 |  |  |  |  | Solar-Ready | No | 439,200 GSF | Between Good and Fair | 2 to 4 years | No | 2020 | 2021-06-14
11 | NYPD | 52nd Precinct | 3016 Webster Ave | Bronx | EJA |  | 16.60 kW | 18,260 kWh |  |  | 5 MT CO2 |  |  |  |  | Solar-Ready | No | 18,746 GSF | Good | 5 to 9 years | No | 2020 | 2021-06-14 | 10467 | 40.8695 | -73.8798 | 207 | 425 | 2017718 | 2033250005 | Norwood
12 | DOE | X112 | 1925 Schiefelin Ave | Bronx | EJA |  | 93.80 kW | 103,180 kWh |  |  | 30 MT CO2 |  |  |  |  | Solar-Ready | Yes | 71,000 GSF | Good | 5 to 9 years | No | 2020 | 2021-06-14 | 10466 | 40.885 | -73.8432 | 212 | 458 | 2065991 | 2049050500 | Eastchester-Edenwald-Baychester
12 | NYPL | Wakefield Branch Library | 4100 Lowerre Pl | Bronx | EJA |  | 23.70 kW | 26,070 kWh |  |  | 8 MT CO2 |  |  |  |  | Solar-Ready | No | 10,743 GSF | Good | 5 to 9 years | No | 2020 | 2021-06-14 | 10466 | 40.8911 | -73.8598 | 212 | 420 | 2063175 | 2048320020 | Williamsbridge-Olinville
13 | DCAS | Public Safety Answering Center II | 350 Marconi St | Bronx | EJA |  | 154.40 kW | 169,840 kWh |  |  | 49 MT CO2 |  |  |  |  | Solar-Ready | No | 450,000 GSF | Good | 5 to 9 years | No | 2020 | 2021-06-14 | 10461 | 40.8545 | -73.8382 | 211 | 284 | 2125035 | 2042260075 | Van Nest-Morris Park-Westchester Square
13 | DOE | X014 | 3041 Bruckner Blvd | Bronx | ï¿½ |  | 53.60 kW | 58,960 kWh |  |  | 17 MT CO2 |  |  |  |  | Solar-Ready | No | 50,129 GSF | Good | 5 to 9 years | No | 2020 | 2021-06-14 | 10461 | 40.8358 | -73.8257 | 210 | 184 | 2072754 | 2053130092 | Schuylerville-Throgs Neck-Edgewater Park
13 | DOE | X097 | 1375 Mace Ave | Bronx | ï¿½ |  | 51.20 kW | 56,320 kWh |  |  | 16 MT CO2 |  |  |  |  | Solar-Ready | No | 43,200 GSF | Good | 5 to 9 years | No | 2020 | 2021-06-14 | 10469 | 40.8628 | -73.8468 | 211 | 314 | 2052739 | 2044740001 | Allerton-Pelham Gardens
13 | DOE | X498 | 1640 Bronxdale Ave | Bronx | ï¿½ |  | 14.00 kW | 15,400 kWh |  |  | 4 MT CO2 |  |  |  |  | Solar-Ready | No | 112,800 GSF | Fair | 10 to 14 years | No | 2020 | 2021-06-14 | 10462 | 40.8447 | -73.8582 | 211 | 244 | 2116414 | 2040910001 | Van Nest-Morris Park-Westchester Square
13 | DOT | DOT Bronx Borough Commissioners Office | 1400 Willamsbridge Rd | Bronx | EJA |  | 58.20 kW | 64,020 kWh |  |  | 19 MT CO2 |  |  |  |  | Solar-Ready | No | 29,055 GSF | Good | < 2 years | No | 2020 | 2021-06-14
14 | CUNY | North Hall and Library | 200 Hall of Fame Ter | Bronx | ï¿½ |  | 76.30 kW | 83,930 kWh |  |  | 24 MT CO2 |  |  |  |  | Solar-Ready | No | 93,845 GSF | Good | 2 to 4 years | No | 2020 | 2021-06-14 | 10453 | 40.8595 | -73.9131 | 205 | 249 | 2119712 | 2032220062 | University Heights-Morris Heights
14 | CUNY | South Hall | 187 W 180th St | Bronx | ï¿½ |  | 0.00 kW | 0 kWh |  |  | 0 MT CO2 |  |  |  |  | Solar-Ready | No | 18,978 GSF | Good | 5 to 9 years | No | 2020 | 2021-06-14 | 10453 | 40.8564 | -73.9145 | 205 | 249 | 2100255 | 2032220062 | University Heights-Morris Heights
14 | CUNY | The Children's Center | 2010 Sedgwick Ave | Bronx | ï¿½ |  | 6.50 kW | 7,150 kWh |  |  | 2 MT CO2 |  |  |  |  | Solar-Ready | No | 13,327 GSF | Good | 5 to 9 years | No | 2020 | 2021-06-14 | 10453 | 40.8575 | -73.916 | 205 | 249 | 2116208 | 2032220062 | University Heights-Morris Heights
14 | DHS | Mount Eden Avenue SRO (Single Room Occupancy) Residence | 50 Mt Eden Ave West | Bronx | EJA |  | 108.90 kW | 119,790 kWh |  |  | 35 MT CO2 |  |  |  |  | Solar-Ready | No | 68,185 GSF | Good | 2 to 4 years | No | 2020 | 2021-06-14 | 10452 | 40.8448 | -73.9161 | 204 | 209 | 2090448 | 2028650049 | West Concourse
14 | DHS | Nelson Ave Family Residence | 1605 Nelson Ave | Bronx | EJA |  | 52.00 kW | 57,200 kWh |  |  | 17 MT CO2 |  |  |  |  | Solar-Ready | No | 107,000 GSF | Good | 2 to 4 years | No | 2020 | 2021-06-14 | 10453 | 40.8462 | -73.9196 | 205 | 21502 | 2008816 | 2028760055 | University Heights-Morris Heights
14 | DOE | X240 | 1509-1531 Jerome Ave | Bronx | EJA |  | 52.50 kW | 57,750 kWh |  |  | 17 MT CO2 |  |  |  |  | Solar-Ready | No | 50,300 GSF | Good | 5 to 9 years | No | 2020 | 2021-06-14 | 10452 | 40.8426 | -73.916 | 204 | 209 | 2008336 | 2028590077 | West Concourse
14 | DOE | X338 | 1780 Dr. Martin Luther King Jr. | Bronx | EJA |  | 146.90 kW | 161,590 kWh |  |  | 47 MT CO2 |  |  |  |  | Solar-Ready | No | 85,200 GSF | Between Good and Fair | 10 to 14 years | No | 2020 | 2021-06-14
14 | DOE | X360 | 2880 Kingsbridge Ter | Bronx | EJA |  | 30.20 kW | 33,220 kWh |  |  | 10 MT CO2 |  |  |  |  | Solar-Ready | No | 60,000 GSF | Good | 5 to 9 years | No | 2020 | 2021-06-14 | 10463 | 40.8744 | -73.9026 | 208 | 273 | 2103864 | 2032530341 | Van Cortlandt Village
14 | DPR | Kingsbridge Recreation Center | 3101 Kings Bridge Ter | Bronx | EJA |  | 13.20 kW | 14,520 kWh |  |  | 4 MT CO2 |  |  |  |  | Solar-Ready | No | 20,468 GSF | Between Good and Fair | 5 to 9 years | Planned Green Roof, Existing Cool Roof | 2020 | 2021-06-14 | 10463 | 40.8775 | -73.9003 | 208 | 277 | 2015788 | 2032570111 | Van Cortlandt Village
14 | DPR | St. James Park Recreation Center | West 192Nd St at Jerome Ave | Bronx | EJA |  | 65.00 kW | 71,500 kWh |  |  | 21 MT CO2 |  |  |  |  | Solar-Ready | No | 13,700 GSF | Good | 2 to 4 years | Planned Green Roof | 2020 | 2021-06-14
15 | DCLA | Center for Global Conservation | 2300 Southern Blvd | Bronx | EJA |  | 29.60 kW | 32,560 kWh |  |  | 9 MT CO2 |  |  |  |  | Solar-Ready | No | 30,000 GSF | Good | 5 to 9 years | Existing Green Roof | 2020 | 2021-06-14 | 10460 | 40.8506 | -73.8825 | 206 | 334 | 2116700 | 2031200020 | park-cemetery-etc-Bronx
15 | DCLA | Garden Cafe & Terrace Room | 2700 Dr. Theodore Kazimiroff Blvd | Bronx | EJA |  | 22.40 kW | 24,640 kWh |  |  | 7 MT CO2 |  |  |  |  | Solar-Ready | No | 15,540 GSF | Good | 2 to 4 years | No | 2020 | 2021-06-14 | 10458 | 40.8631 | -73.8829 | 227 | 334 | 2113012 | 2032720001 | park-cemetery-etc-Bronx
15 | DCLA | Madagascar (Old Lion House) | 2300 Southern Blvd | Bronx | EJA |  | 15.40 kW | 16,940 kWh |  |  | 5 MT CO2 |  |  |  |  | Solar-Ready | No | 40,268 GSF | Fair | 5 to 9 years | No | 2020 | 2021-06-14 | 10460 | 40.8506 | -73.8825 | 206 | 334 | 2116700 | 2031200020 | park-cemetery-etc-Bronx
15 | DCLA | Reptile House | 2300 Southern Blvd | Bronx | EJA |  | 2.60 kW | 2,860 kWh |  |  | 1 MT CO2 |  |  |  |  | Solar-Ready | No | 11,405 GSF | Good | 2 to 4 years | No | 2020 | 2021-06-14 | 10460 | 40.8506 | -73.8825 | 206 | 334 | 2116700 | 2031200020 | park-cemetery-etc-Bronx
15 | DCLA | Stone Mill | 2650 Dr. Theodore Kazimiroff Blvd | Bronx | EJA |  | 20.10 kW | 22,110 kWh |  |  | 6 MT CO2 |  |  |  |  | Solar-Ready | No | 14,459 GSF | Good | 5 to 9 years | No | 2020 | 2021-06-14 | 10458 | 40.8628 | -73.8827 | 206 | 334 | 2000000 | 2032730001 | park-cemetery-etc-Bronx
15 | DCLA | World of Birds | 2300 Southern Blvd | Bronx | EJA |  | 5.90 kW | 6,490 kWh |  |  | 2 MT CO2 |  |  |  |  | Solar-Ready | No | 29,110 GSF | Good | 2 to 4 years | No | 2020 | 2021-06-14 | 10460 | 40.8506 | -73.8825 | 206 | 334 | 2116700 | 2031200020 | park-cemetery-etc-Bronx
15 | DOE | X254 | 2452 Washington Ave | Bronx | EJA |  | 63.10 kW | 69,410 kWh |  |  | 20 MT CO2 |  |  |  |  | Solar-Ready | Yes | 82,880 GSF | Good | 2 to 4 years | No | 2020 | 2021-06-14 | 10458 | 40.8588 | -73.8902 | 206 | 387 | 2103863 | 2030580003 | Belmont
15 | DOE | X435 | 500 East Fordham Rd | Bronx | EJA |  | 203.10 kW | 223,410 kWh |  |  | 65 MT CO2 |  |  |  |  | Solar-Ready | No | 382,925 GSF | Good | 2 to 4 years | No | 2020 | 2021-06-14 | 10458 | 40.86 | -73.8883 | 206 | 387 | 2011810 | 2030590001 | Belmont
15 | DOE | X465 | 4143 Third Ave | Bronx | EJA |  | 40.00 kW | 44,000 kWh |  |  | 13 MT CO2 |  |  |  |  | Solar-Ready | No | 66,000 GSF | Fair | 10 to 14 years | No | 2020 | 2021-06-14 | 10457 | 40.845 | -73.897 | 206 | 395 | 2117666 | 2029230018 | Claremont-Bathgate
15 | FDNY | Bronx Central Office | 1129 East 180th St | Bronx | EJA |  | 179.70 kW | 197,670 kWh |  |  | 57 MT CO2 |  |  |  |  | Solar-Ready | No | 10,860 GSF | Good | 5 to 9 years | No | 2020 | 2021-06-14 | 10460 | 40.8416 | -73.8749 | 227 | 334 | 2101003 | 2043330001 | park-cemetery-etc-Bronx
16 | DOE | X126 | 175 West 166 St | Bronx | EJA |  | 108.90 kW | 119,790 kWh |  |  | 35 MT CO2 |  |  |  |  | Solar-Ready | No | 105,600 GSF | Good | 5 to 9 years | No | 2020 | 2021-06-14 | 10452 | 40.8358 | -73.9283 | 204 | 199 | 2003495 | 2025260083 | Highbridge
16 | DPR | Mullaly Park Rink and Rec Center | East 164th St at Jerome Ave | Bronx | ï¿½ |  | 18.90 kW | 20,790 kWh |  |  | 6 MT CO2 |  |  |  |  | Solar-Ready | No | 15,500 GSF | Between Good and Fair | 5 to 9 years | Planned Green Roof | 2020 | 2021-06-14
16 | FDNY | Rescue 3 | 1655 Washington Ave | Bronx | EJA |  | 16.60 kW | 18,260 kWh |  |  | 5 MT CO2 |  |  |  |  | Solar-Ready | No | 29,250 GSF | Good | < 2 years | No | 2020 | 2021-06-14 | 10457 | 40.841 | -73.9015 | 203 | 167 | 2117925 | 2029050030 | Claremont-Bathgate
16 | NYPL | High Bridge Branch Library | 78 West 168th St | Bronx | EJA |  | 35.10 kW | 38,610 kWh |  |  | 11 MT CO2 |  |  |  |  | Solar-Ready | No | 10,400 GSF | Good | < 2 years | No | 2020 | 2021-06-14 | 10452 | 40.8382 | -73.9236 | 204 | 199 | 2003163 | 2025100027 | Highbridge
17 | CUNY | Savoy Building D | 120 East 149th St | Bronx | EJA |  | 65.70 kW | 72,270 kWh |  |  | 21 MT CO2 |  |  |  |  | Solar-Ready | No | 124,892 GSF | Good | 5 to 9 years | No | 2020 | 2021-06-14 | 10451 | 40.819 | -73.9291 | 201 | 63 | 2001091 | 2023500039 | West Concourse
17 | CUNY | B Building | 500 Grand Concourse | Bronx | EJA |  | 57.90 kW | 63,690 kWh |  |  | 18 MT CO2 |  |  |  |  | Solar-Ready | No | 44,976 GSF | Good | < 2 years | Existing Green Roof | 2020 | 2021-06-14 | 10451 | 40.8181 | -73.9275 | 201 | 51 | 2001019 | 2023430032 | Mott Haven-Port Morris
17 | DOE | X060 | 888 Reverend James A. Polite Ave | Bronx | EJA |  | 22.40 kW | 24,640 kWh |  |  | 7 MT CO2 |  |  |  |  | Solar-Ready | Yes | 113,000 GSF | Good | 5 to 9 years | No | 2020 | 2021-06-14 | 10459 | 40.8204 | -73.8989 | 202 | 87 | 2005348 | 2026960085 | Longwood
17 | DOE | X098 | 1619 Boston Rd | Bronx | EJA |  | 75.50 kW | 83,050 kWh |  |  | 24 MT CO2 |  |  |  |  | Solar-Ready | Yes | 143,000 GSF | Good | 5 to 9 years | No | 2020 | 2021-06-14 | 10460 | 40.8359 | -73.8905 | 203 | 155 | 2009867 | 2029390093 | Crotona Park East
17 | DPR | Crotona Park Pool and Bathhouse | East 173rd St at Fulton Ave | Bronx | ï¿½ |  | 83.90 kW | 92,290 kWh |  |  | 27 MT CO2 |  |  |  |  | Solar-Ready | No | 25,000 GSF | Between Good and Fair | 5 to 9 years | Planned Green Roof, Existing Cool Roof | 2020 | 2021-06-14
17 | DSNY | Section Station 92, Bronx Enforcement | 1787 West Farms Rd | Bronx | EJA |  | 74.40 kW | 81,840 kWh |  |  | 24 MT CO2 |  |  |  |  | Solar-Ready | No | 32,700 GSF | Good | 2 to 4 years | No | 2020 | 2021-06-14 | 10460 | 40.8361 | -73.8821 | 203 | 161 | 2010955 | 2030150058 | Crotona Park East
18 | DOE | X036 | 1070 Castle Hill Ave | Bronx | EJA |  | 76.70 kW | 84,370 kWh |  |  | 24 MT CO2 |  |  |  |  | Solar-Ready | Yes | 85,260 GSF | Good | 2 to 4 years | No | 2020 | 2021-06-14 | 10472 | 40.8293 | -73.8504 | 209 | 78 | 2026706 | 2038170001 | Westchester-Unionport
18 | DOE | X047 | 1794 East 172 St | Bronx | EJA |  | 57.60 kW | 63,360 kWh |  |  | 18 MT CO2 |  |  |  |  | Solar-Ready | Yes | 100,925 GSF | Good | 2 to 4 years | No | 2020 | 2021-06-14 | 10472 | 40.8329 | -73.8668 | 209 | 76 | 2025622 | 2037860016 | West Farms-Bronx River
18 | DOE | X077 | 1250 Ward Ave | Bronx | EJA |  | 75.70 kW | 83,270 kWh |  |  | 24 MT CO2 |  |  |  |  | Solar-Ready | No | 107,000 GSF | Good | 2 to 4 years | No | 2020 | 2021-06-14 | 10472 | 40.8301 | -73.8776 | 209 | 54 | 2088553 | 2037750025 | West Farms-Bronx River
18 | DOE | X102 | 1827 Archer St | Bronx | EJA |  | 163.00 kW | 179,300 kWh |  |  | 52 MT CO2 |  |  |  |  | Solar-Ready | Yes | 141,000 GSF | Between Good and Fair | 5 to 9 years | No | 2020 | 2021-06-14 | 10460 | 40.8376 | -73.866 | 209 | 21601 | 2028640 | 2039210030 | West Farms-Bronx River
18 | DOE | X121 | 2750 Throop Ave | Bronx | EJA |  | 109.82 kW | 120,802 kWh |  |  | 35 MT CO2 |  |  |  |  | Solar-Ready | Yes | 93,000 GSF | Good | 5 to 9 years | No | 2020 | 2021-06-14 | 10469 | 40.8661 | -73.851 | 211 | 348 | 2054253 | 2045260001 | Allerton-Pelham Gardens
18 | NYPL | Soundview Branch Library | 660 Soundview Ave | Bronx | EJA |  | 35.80 kW | 39,380 kWh |  |  | 11 MT CO2 |  |  |  |  | Solar-Ready | No | 10,350 GSF | Good | < 2 years | No | 2020 | 2021-06-14 | 10473 | 40.8184 | -73.863 | 209 | 20 | 2021838 | 2035580014 | Soundview-Castle Hill-Clason Point-Harding Park
19 | DOE | Q094 | 41-77 Little Neck Pkwy | Queens | ï¿½ |  | 62.40 kW | 68,640 kWh |  |  | 20 MT CO2 |  |  |  |  | Solar-Ready | No | 45,600 GSF | Between Good and Fair | 5 to 9 years | No | 2020 | 2021-06-14 | 11363 | 40.7712 | -73.7393 | 411 | 1479 | 4169468 | 4081350029 | Douglas Manor-Douglaston-Little Neck
19 | DSNY | North Shore Marine Transfer Station | 119-01 31St Ave | Queens | ï¿½ |  | 156.70 kW | 172,370 kWh |  |  | 50 MT CO2 |  |  |  |  | Solar-Ready | Yes | 110,088 GSF | Good | 5 to 9 years | No | 2020 | 2021-06-14 | 11354 | 40.7698 | -73.8481 | 407 | 907 | 4605702 | 4043460075 | College Point
19 | FDNY | Building 413 | 413 Shore Rd | Queens | ï¿½ |  | 1.30 kW | 1,430 kWh |  |  | 0 MT CO2 |  |  |  |  | Solar-Ready | No | 13,728 GSF | Between Good and Fair | < 2 years | No | 2020 | 2021-06-14 | 11359 | 40.7943 | -73.7747 | 407 | 999 | 4538415 | 4059170001 | Ft. Totten-Bay Terrace-Clearview
19 | NYPD | 620 Circle Drive | 620 Circle Dr | Queens | ï¿½ |  | 2.60 kW | 2,860 kWh |  |  | 1 MT CO2 |  |  |  |  | Solar-Ready | No | 5,926,250 GSF | Good | 5 to 9 years | No | 2020 | 2021-06-14 | 11359 | 40.7947 | -73.7807 | 407 | 999 | 4539854 | 4059170001 | Ft. Totten-Bay Terrace-Clearview
19 | NYPD | Police Academy | 130-30 28th Ave | Queens | ï¿½ |  | 4.85 kW | 5,335 kWh |  |  | 2 MT CO2 |  |  |  |  | Solar-Ready | No | 250,577 GSF | Good | < 2 years | No | 2020 | 2021-06-14 | 11354 | 40.7728 | -73.8389 | 407 | 907 | 4537931 | 4043270100 | College Point
19 | QPL | Bayside Community Library | 214-20 Northern Blvd | Queens | ï¿½ |  | 36.50 kW | 40,150 kWh |  |  | 12 MT CO2 |  |  |  |  | Solar-Ready | No | 10,300 GSF | Good | < 2 years | No | 2020 | 2021-06-14 | 11361 | 40.7604 | -73.7686 | 411 | 1471 | 4157389 | 4073330215 | Bayside-Bayside Hills
20 | DOE | Q162 | 201-02 53 Ave | Queens | EJA |  | 104.30 kW | 114,730 kWh |  |  | 33 MT CO2 |  |  |  |  | Solar-Ready | No | 61,000 GSF | Good | 2 to 4 years | No | 2020 | 2021-06-14 | 11364 | 40.749 | -73.7772 | 411 | 140901 | 4159363 | 4074100001 | Bayside-Bayside Hills
20 | DOE | Q214 | 31-15 140 St | Queens | EJA |  | 90.70 kW | 99,770 kWh |  |  | 29 MT CO2 |  |  |  |  | Solar-Ready | No | 72,080 GSF | Good | 2 to 4 years | No | 2020 | 2021-06-14 | 11354 | 40.7704 | -73.8286 | 407 | 88901 | 4100846 | 4044130020 | Flushing
20 | DPR | Al Oerter Recreation Center | 131-40 Fowler Ave | Queens | ï¿½ |  | 144.30 kW | 158,730 kWh |  |  | 46 MT CO2 |  |  |  |  | Solar-Ready | No | 39,000 GSF | Fair | 5 to 9 years | No | 2020 | 2021-06-14 | 11355 | 40.7516 | -73.8342 | 407 | 38302 | 4540092 | 4020180001 | park-cemetery-etc-Queens
20 | NYPD | Flushing Armory (Queens North Task Force) | 137-58 Northern Blvd | Queens | EJA |  | 41.30 kW | 45,430 kWh |  |  | 13 MT CO2 |  |  |  |  | Solar-Ready | No | 35,734 GSF | Good | 5 to 9 years | No | 2020 | 2021-06-14 | 11354 | 40.7637 | -73.8292 | 407 | 869 | 4112351 | 4049770039 | Flushing
21 | DCLA | Queens Museum of Art | 52-01 Grand Central Pkwy | Queens | ï¿½ |  | 438.80 kW | 482,680 kWh |  |  | 140 MT CO2 |  |  |  |  | Solar-Ready | No | 110,000 GSF | Good | 5 to 9 years | No | 2020 | 2021-06-14 | 11355 | 40.7455 | -73.8471 | 481 | 38302 | 4458851 | 4020180001 | park-cemetery-etc-Queens
21 | DOE | Q292 | 99-01 34th Ave | Queens | EJA |  | 29.90 kW | 32,890 kWh |  |  | 10 MT CO2 |  |  |  |  | Solar-Ready | No | 96,000 GSF | Between Good and Fair | 2 to 4 years | No | 2020 | 2021-06-14 | 11368 | 40.7554 | -73.869 | 403 | 377 | 4042496 | 4017140018 | North Corona
21 | DPR | Olmsted Center Campus: FMCP Garage | 12 Olmsted Dr | Queens | ï¿½ |  | 68.30 kW | 75,130 kWh |  |  | 22 MT CO2 |  |  |  |  | Solar-Ready | No | 18,569 GSF | Fair | 5 to 9 years | Existing Green Roof | 2020 | 2021-06-14 | 11368 | 40.7522 | -73.8496 | 481 | 38302 | 4541448 | 4020180500 | park-cemetery-etc-Queens
21 | QPL | Langston Hughes Community Library | 100-01 Northern Blvd | Queens | EJA |  | 14.30 kW | 15,730 kWh |  |  | 5 MT CO2 |  |  |  |  | Solar-Ready | No | 23,000 GSF | Good | 5 to 9 years | No | 2020 | 2021-06-14 | 11368 | 40.7574 | -73.8683 | 403 | 363 | 4437193 | 4016950039 | East Elmhurst
22 | DOC | Rikers Island New Central Warehouse | 15-15 Hazen St | Bronx | ï¿½ |  | 18.90 kW | 20,790 kWh |  |  | 6 MT CO2 |  |  |  |  | Solar-Ready | No | 28,838 GSF | Good | 5 to 9 years | No | 2020 | 2021-06-14 | 11370 | 40.791 | -73.8844 | 401 | 1 | 2097042 | 2026050040 | Rikers Island
22 | DOE | Q126 | 31-51 21 St | Queens | ï¿½ |  | 160.00 kW | 176,000 kWh |  |  | 51 MT CO2 |  |  |  |  | Solar-Ready | Yes | 116,000 GSF | Good | 5 to 9 years | No | 2020 | 2021-06-14 | 11106 | 40.7663 | -73.9307 | 401 | 77 | 4006382 | 4005530001 | Astoria
22 | DOE | Q397 | 32-52 37th St | Queens | ï¿½ |  | 92.30 kW | 101,530 kWh |  |  | 29 MT CO2 |  |  |  |  | Solar-Ready | No | 58,000 GSF | Good | 5 to 9 years | No | 2020 | 2021-06-14 | 11103 | 40.7593 | -73.9209 | 401 | 59 | 4436898 | 4006470016 | Astoria
23 | CUNY | Administration / Business Building | 222-11 56th Ave | Queens | EJA |  | 53.00 kW | 58,300 kWh |  |  | 17 MT CO2 |  |  |  |  | Solar-Ready | No | 72,026 GSF | Good | 2 to 4 years | No | 2020 | 2021-06-14 | 11364 | 40.7535 | -73.7579 | 411 | 138501 | 4439437 | 4074900002 | Oakland Gardens
23 | CUNY | Medical Arts Building | 222-01 56th Ave | Queens | EJA |  | 47.80 kW | 52,580 kWh |  |  | 15 MT CO2 |  |  |  |  | Solar-Ready | No | 141,324 GSF | Good | 2 to 4 years | No | 2020 | 2021-06-14 | 11364 | 40.7534 | -73.7583 | 411 | 138501 | 4439438 | 4074900002 | Oakland Gardens
23 | CUNY | Science Building | 222-15 56th Ave | Queens | EJA |  | 74.80 kW | 82,280 kWh |  |  | 24 MT CO2 |  |  |  |  | Solar-Ready | No | 171,204 GSF | Good | 2 to 4 years | No | 2020 | 2021-06-14 | 11364 | 40.7535 | -73.7579 | 411 | 138501 | 4439434 | 4074900002 | Oakland Gardens
23 | DOE | Q035 | 191-02 90 Ave | Queens | EJA |  | 81.90 kW | 90,090 kWh |  |  | 26 MT CO2 |  |  |  |  | Solar-Ready | No | 98,000 GSF | Good | 5 to 9 years | No | 2020 | 2021-06-14 | 11423 | 40.7138 | -73.7694 | 412 | 482 | 4222137 | 4104470007 | Hollis
23 | DOE | Q178 | 189-10 Radnor Rd | Queens | ï¿½ |  | 149.10 kW | 164,010 kWh |  |  | 47 MT CO2 |  |  |  |  | Solar-Ready | Yes | 58,000 GSF | Good | 5 to 9 years | No | 2020 | 2021-06-14 | 11423 | 40.7245 | -73.7775 | 408 | 1277 | 4156558 | 4072770001 | Jamaica Estates-Holliswood
23 | QPL | Glen Oaks Community Library | 256-04 Union Tpke | Queens | EJA |  | 10.40 kW | 11,440 kWh |  |  | 3 MT CO2 |  |  |  |  | Solar-Ready | No | 18,000 GSF | Good | 2 to 4 years | No | 2020 | 2021-06-14 | 11004 | 40.7454 | -73.715 | 413 | 157902 | 4177530 | 4086930010 | Glen Oaks-Floral Park-New Hyde Park
24 | DOE | Q131 | 170-45 84 Ave | Queens | EJA |  | 31.40 kW | 34,540 kWh |  |  | 10 MT CO2 |  |  |  |  | Solar-Ready | No | 46,000 GSF | Good | 2 to 4 years | No | 2020 | 2021-06-14 | 11432 | 40.7166 | -73.7946 | 408 | 456 | 4211112 | 4098750001 | Briarwood-Jamaica Hills
24 | DOE | Q515 | 149-11 Melbourne Ave | Queens | EJA |  | 60.50 kW | 66,550 kWh |  |  | 19 MT CO2 |  |  |  |  | Solar-Ready | No | 187,200 GSF | Between Good and Fair | 5 to 9 years | No | 2020 | 2021-06-14 | 11367 | 40.7344 | -73.8214 | 408 | 809 | 4538714 | 4065070200 | Kew Gardens Hills
24 | DOE | Q695 | 160-20 Goethals Ave | Queens | EJA |  | 34.50 kW | 37,950 kWh |  |  | 11 MT CO2 |  |  |  |  | Solar-Ready | No | 112,800 GSF | Good | 10 to 14 years | No | 2020 | 2021-06-14 | 11432 | 40.7188 | -73.8065 | 408 | 1267 | 4539721 | 4068580050 | Pomonok-Flushing Heights-Hillcrest
24 | FDNY | EMS 50 | 159-10 Goethals Ave | Queens | EJA |  | 6.18 kW | 6,798 kWh |  |  | 2 MT CO2 |  |  |  |  | Solar-Ready | No | 15,000 GSF | Good | < 2 years | No | 2020 | 2021-06-14 | 11432 | 40.7187 | -73.8075 | 408 | 1267 | 4607928 | 4068580001 | Pomonok-Flushing Heights-Hillcrest
24 | NYPD | 107th Precinct | 71-01 Parsons Blvd | Queens | EJA |  | 33.50 kW | 36,850 kWh |  |  | 11 MT CO2 |  |  |  |  | Solar-Ready | No | 32,000 GSF | Fair | 5 to 9 years | No | 2020 | 2021-06-14 | 11365 | 40.7301 | -73.8109 | 408 | 122701 | 4445325 | 4067970040 | Pomonok-Flushing Heights-Hillcrest
24 | QPL | Kew Gardens Hills Library | 72-33 Vleigh Pl | Queens | ï¿½ |  | 18.20 kW | 20,020 kWh |  |  | 6 MT CO2 |  |  |  |  | Solar-Ready | No | 11,666 GSF | Good | 2 to 4 years | Existing Green Roof | 2020 | 2021-06-14 | 11367 | 40.7258 | -73.821 | 408 | 77907 | 4144059 | 4066610005 | Kew Gardens Hills
25 | DOE | Q007 | 80-55 Cornish Ave | Queens | EJA |  | 52.10 kW | 57,310 kWh |  |  | 17 MT CO2 |  |  |  |  | Solar-Ready | No | 125,000 GSF | Fair | 10 to 14 years | No | 2020 | 2021-06-14 | 11373 | 40.7391 | -73.8825 | 404 | 485 | 4467710 | 4015380075 | Elmhurst-Maspeth
25 | HHC | Hope Pavilion | 77-04 41st Ave | Queens | ï¿½ |  | 114.70 kW | 126,170 kWh |  |  | 36 MT CO2 |  |  |  |  | Solar-Ready | No | 23,954 GSF | Good | 5 to 9 years | No | 2020 | 2021-06-14 | 11373 | 40.7455 | -73.8882 | 404 | 267 | 4037028 | 4014970001 | Elmhurst
25 | HHC | Women's Health Pavilion | 78-20 41st Ave | Queens | EJA |  | 45.10 kW | 49,610 kWh |  |  | 14 MT CO2 |  |  |  |  | Solar-Ready | No | 17,370 GSF | Good | 5 to 9 years | No | 2020 | 2021-06-14 | 11373 | 40.7456 | -73.8872 | 404 | 267 | 4539651 | 4015000002 | Elmhurst
25 | QPL | Elmhurst (ALC) Community Library | 85-08 51st Ave | Queens | EJA |  | 5.85 kW | 6,435 kWh |  |  | 2 MT CO2 |  |  |  |  | Solar-Ready | No | 14,800 GSF | Good | < 2 years | Planned Green Roof | 2020 | 2021-06-14 | 11373 | 40.7384 | -73.8782 | 404 | 473 | 4539447 | 4015490001 | Elmhurst
26 | DCLA | Museum of the Moving Image | 36-01 35th Ave | Queens | ï¿½ |  | 17.20 kW | 18,920 kWh |  |  | 5 MT CO2 |  |  |  |  | Solar-Ready | No | 97,700 GSF | Good | 5 to 9 years | No | 2020 | 2021-06-14 | 11106 | 40.7562 | -73.9244 | 401 | 57 | 4439074 | 4006440001 | Astoria
26 | DHS | Borden Avenue Shelter | 21-10 Borden Ave | Queens | ï¿½ |  | 218.70 kW | 240,570 kWh |  |  | 70 MT CO2 |  |  |  |  | Solar-Ready | No | 55,000 GSF | Good | 5 to 9 years | No | 2020 | 2021-06-14 | 11101 | 40.7404 | -73.9496 | 402 | 1 | 4000526 | 4000680002 | Hunters Point-Sunnyside-West Maspeth
26 | DOE | Q610 | 45-30 36 St | Queens | ï¿½ |  | 66.30 kW | 72,930 kWh |  |  | 21 MT CO2 |  |  |  |  | Solar-Ready | No | 317,000 GSF | Good | 2 to 4 years | No | 2020 | 2021-06-14 | 11101 | 40.7435 | -73.9291 | 402 | 179 | 4436685 | 4002260001 | Hunters Point-Sunnyside-West Maspeth
26 | DOE | Q801 | 44-36 Vernon Blvd | Queens | ï¿½ |  | 299.64 kW | 329,604 kWh |  |  | 95 MT CO2 |  |  |  |  | Solar-Ready | Yes | 750,000 GSF | Good | 5 to 9 years | No | 2020 | 2021-06-14 | 11101 | 40.7494 | -73.9522 | 402 | 1 | 4005429 | 4004890001 | Hunters Point-Sunnyside-West Maspeth
26 | FDNY | Engine Co. 259 and Ladder Co. 128, Batt. 45 | 33-51 Greenpoint Ave | Queens | EJA |  | 1.63 kW | 1,793 kWh |  |  | 1 MT CO2 |  |  |  |  | Solar-Ready | No | 15,790 GSF | Good | 5 to 9 years | No | 2020 | 2021-06-14 | 11101 | 40.736 | -73.9337 | 402 | 199 | 4003673 | 4003070029 | Hunters Point-Sunnyside-West Maspeth
26 | QPL | Hunters Point Community Library | 47-40 Center Blvd | Queens | ï¿½ |  | 0.00 kW | 0 kWh |  |  | 0 MT CO2 |  |  |  |  | Solar-Ready | No | 22,000 GSF | Good | < 2 years | Existing Cool Roof | 2020 | 2021-06-14 | 11109 | 40.7453 | -73.9574 | 402 | 1 | 4000000 | 4000190021 | Hunters Point-Sunnyside-West Maspeth
27 | QPL | South Jamaica Community Library | 108-41 Guy R. Brewer Blvd | Queens | EJA |  | 16.60 kW | 18,260 kWh |  |  | 5 MT CO2 |  |  |  |  | Solar-Ready | No | 13,500 GSF | Good | 5 to 9 years | No | 2020 | 2021-06-14 | 11433 | 40.6959 | -73.7907 | 412 | 258 | 4539786 | 4101710008 | South Jamaica
28 | DOE | Q124 | 129-15 150 Ave | Queens | EJA |  | 46.20 kW | 50,820 kWh |  |  | 15 MT CO2 |  |  |  |  | Solar-Ready | No | 116,400 GSF | Between Good and Fair | 10 to 14 years | No | 2020 | 2021-06-14 | 11420 | 40.6651 | -73.8117 | 410 | 84602 | 4257530 | 4118820001 | South Ozone Park
28 | DOE | Q223 | 125-20 Sutphin Blvd | Queens | EJA |  | 127.40 kW | 140,140 kWh |  |  | 41 MT CO2 |  |  |  |  | Solar-Ready | No | 102,000 GSF | Good | 2 to 4 years | No | 2020 | 2021-06-14 | 11434 | 40.6745 | -73.7894 | 412 | 18401 | 4261713 | 4120510001 | Baisley Park
28 | NYPD | Springfield Gardens Auto Pound | 174-20 North Boundary Rd | Queens | ï¿½ |  | 57.50 kW | 63,250 kWh |  |  | 18 MT CO2 |  |  |  |  | Solar-Ready | No | 10,000 GSF | Between Good and Fair | 5 to 9 years | No | 2020 | 2021-06-14 | 11430 | 40.6571 | -73.7716 | 413 | 716 | 4607238 | 4142600001 | Airport
29 | DOE | Q099 | 82-37 Kew Gardens Rd | Queens | EJA |  | 75.70 kW | 83,270 kWh |  |  | 24 MT CO2 |  |  |  |  | Solar-Ready | No | 74,400 GSF | Between Good and Fair | 5 to 9 years | No | 2020 | 2021-06-14 | 11415 | 40.7114 | -73.8286 | 409 | 216 | 4080168 | 4033600001 | Kew Gardens
29 | DPR | Lost Battalion Hall Recreation Center | 93-29 Queens Blvd | Queens | EJA |  | 46.50 kW | 51,150 kWh |  |  | 15 MT CO2 |  |  |  |  | Solar-Ready | No | 32,640 GSF | Between Good and Fair | 5 to 9 years | Existing Green Roof, Planned Green Roof | 2020 | 2021-06-14 | 11374 | 40.7315 | -73.866 | 406 | 71702 | 4050408 | 4020770050 | Rego Park
29 | QPL | Forest Hills Community Library | 108-19 71st Ave | Queens | ï¿½ |  | 31.20 kW | 34,320 kWh |  |  | 10 MT CO2 |  |  |  |  | Solar-Ready | No | 23,739 GSF | Good | < 2 years | No | 2020 | 2021-06-14 | 11375 | 40.7218 | -73.8434 | 406 | 739 | 4052345 | 4022230054 | Forest Hills
30 | DPR | Forest Park DPR Shops | 82-99 88th Pl | Queens | ï¿½ |  | 52.70 kW | 57,970 kWh |  |  | 17 MT CO2 |  |  |  |  | Solar-Ready | No | 27,000 GSF | Good | < 2 years | Existing Cool Roof | 2020 | 2021-06-14 | 11385 | 40.7015 | -73.8582 | 405 | 639 | 4094719 | 4038690083 | Glendale
30 | FDNY | Queens Central Office | 83-24 Woodhaven Blvd | Queens | ï¿½ |  | 0.00 kW | 0 kWh |  |  | 0 MT CO2 |  |  |  |  | Solar-Ready | No | 10,762 GSF | Good | 5 to 9 years | No | 2020 | 2021-06-14 | 11385 | 40.7023 | -73.8553 | 405 | 639 | 4094697 | 4038660162 | Glendale
30 | NYPD | Central Motor Repair Shop | 53-15 58th St | Queens | ï¿½ |  | 107.50 kW | 118,250 kWh |  |  | 34 MT CO2 |  |  |  |  | Solar-Ready | No | 75,400 GSF | Good | 2 to 4 years | No | 2020 | 2021-06-14 | 11377 | 40.7337 | -73.9105 | 402 | 243 | 4054276 | 4023610150 | Elmhurst-Maspeth
31 | DOE | Q042 | 488 Beach 66 St | Queens | EJA |  | 60.50 kW | 66,550 kWh |  |  | 19 MT CO2 |  |  |  |  | Solar-Ready | No | 94,800 GSF | Between Good and Fair | 5 to 9 years | No | 2020 | 2021-06-14 | 11692 | 40.5945 | -73.7953 | 414 | 964 | 4302817 | 4160390014 | Hammels-Arverne-Edgemere
31 | DOE | Q183 | 2-45 Beach 79 St | Queens | EJA |  | 19.20 kW | 21,120 kWh |  |  | 6 MT CO2 |  |  |  |  | Solar-Ready | No | 84,000 GSF | Good | 5 to 9 years | No | 2020 | 2021-06-14 | 11693 | 40.5895 | -73.8054 | 414 | 94202 | 4303354 | 4161120001 | Hammels-Arverne-Edgemere
31 | DOE | Q270 | 233-15 Merrick Blvd | Queens | EJA |  | 3.05 kW | 3,355 kWh |  |  | 1 MT CO2 |  |  |  |  | Solar-Ready | No | 92,000 GSF | Good | < 2 years | No | 2020 | 2021-06-14 | 11422 | 40.6748 | -73.7367 | 413 | 618 | 4529511 | 4129730001 | Laurelton
31 | DOE | Q410 | 100-00 Beach Channel Dr | Queens | ï¿½ |  | 893.40 kW | 982,740 kWh |  |  | 284 MT CO2 |  |  |  |  | Solar-Ready | No | 409,000 GSF | Good | 5 to 9 years | No | 2020 | 2021-06-14 | 11694 | 40.5861 | -73.8226 | 414 | 94201 | 4303773 | 4161670099 | Breezy Point-Belle Harbor-Rockaway Park-Broad Channel
31 | DSNY | Queens 14 District Garage | 51-10 Almeda Ave | Queens | EJA |  | 289.90 kW | 318,890 kWh |  |  | 92 MT CO2 |  |  |  |  | Solar-Ready | No | 72,663 GSF | Good | 5 to 9 years | No | 2020 | 2021-06-14 | 11691 | 40.5978 | -73.7831 | 414 | 97203 | 4616024 | 4159800100 | Hammels-Arverne-Edgemere
31 | DSNY | Queens East 13J District Garage | 153-67 146th Ave | Queens | EJA |  | 148.80 kW | 163,680 kWh |  |  | 47 MT CO2 |  |  |  |  | Solar-Ready | No | 56,515 GSF | Good | < 2 years | No | 2020 | 2021-06-14 | 11434 | 40.6646 | -73.7847 | 413 | 306 | 4433112 | 4150010073 | Springfield Gardens South-Brookville
31 | NYPD | 101st Precinct | 16-12 Mott Ave | Queens | EJA |  | 42.60 kW | 46,860 kWh |  |  | 14 MT CO2 |  |  |  |  | Solar-Ready | No | 18,680 GSF | Good | 5 to 9 years | No | 2020 | 2021-06-14 | 11691 | 40.6029 | -73.7503 | 414 | 103202 | 4298231 | 4155570004 | Far Rockaway-Bayswater
32 | DOE | Q254 | 84-40 101St St | Queens | EJA |  | 38.40 kW | 42,240 kWh |  |  | 12 MT CO2 |  |  |  |  | Solar-Ready | No | 98,346 GSF | Good | < 2 years | No | 2020 | 2021-06-14 | 11418 | 40.698 | -73.848 | 409 | 24 | 4191296 | 4091770023 | Richmond Hill
33 | DOE | K054 | 195 Sanford St | Brooklyn | EJA |  | 27.00 kW | 29,700 kWh |  |  | 9 MT CO2 |  |  |  |  | Solar-Ready | No | 80,000 GSF | Fair | 10 to 14 years | No | 2020 | 2021-06-14 | 11205 | 40.693 | -73.953 | 303 | 241 | 3049020 | 3017650015 | Bedford
33 | DOE | K117 | 300 Willoughby Ave | Brooklyn | EJA |  | 252.00 kW | 277,200 kWh |  |  | 80 MT CO2 |  |  |  |  | Solar-Ready | Yes | 147,000 GSF | Good | 2 to 4 years | No | 2020 | 2021-06-14 | 11205 | 40.6926 | -73.9588 | 303 | 235 | 3055165 | 3019260010 | Clinton Hill
33 | DOE | K655 | 345 Dean St | Brooklyn | ï¿½ |  | 100.40 kW | 110,440 kWh |  |  | 32 MT CO2 |  |  |  |  | Solar-Ready | No | 129,000 GSF | Between Good and Fair | 2 to 4 years | No | 2020 | 2021-06-14 | 11217 | 40.6836 | -73.9803 | 302 | 39 | 3001190 | 3001920013 | DUMBO-Vinegar Hill-Downtown Brooklyn-Boerum Hill
33 | NYPD | Tow Pound Operations Building | Brooklyn Navy Yard | Brooklyn | ï¿½ |  | 210.20 kW | 231,220 kWh |  |  | 67 MT CO2 |  |  |  |  | Solar-Ready | No | 11,000 GSF | Between Good and Fair | 5 to 9 years | No | 2020 | 2021-06-14 | 11205 | 40.7026 | -73.9722 | 302 | 543 | 3000000 | 3020230001 | park-cemetery-etc-Brooklyn
34 | BPL | DeKalb Branch Library | 790 Bushwick Ave | Brooklyn | EJA |  | 19.50 kW | 21,450 kWh |  |  | 6 MT CO2 |  |  |  |  | Solar-Ready | No | 12,584 GSF | Good | 2 to 4 years | No | 2020 | 2021-06-14 | 11221 | 40.695 | -73.9282 | 304 | 393 | 3073751 | 3032410018 | Bushwick South
34 | BPL | Leonard Branch Library | 82 Devoe St | Brooklyn | ï¿½ |  | 28.60 kW | 31,460 kWh |  |  | 9 MT CO2 |  |  |  |  | Solar-Ready | No | 10,699 GSF | Good | 2 to 4 years | No | 2020 | 2021-06-14 | 11211 | 40.7134 | -73.9482 | 301 | 503 | 3322945 | 3027680017 | East Williamsburg
34 | DEP | BWS Storehouse (GS1) | 1201 Metropolitan Ave | Brooklyn | ï¿½ |  | 197.00 kW | 216,700 kWh |  |  | 63 MT CO2 |  |  |  |  | Solar-Ready | No | 27,800 GSF | Between Good and Fair | 5 to 9 years | No | 2020 | 2021-06-14 | 11237 | 40.7143 | -73.9288 | 301 | 449 | 3070524 | 3029440011 | East Williamsburg
34 | DOE | K017 | 208 North 5 St | Brooklyn | ï¿½ |  | 44.80 kW | 49,280 kWh |  |  | 14 MT CO2 |  |  |  |  | Solar-Ready | No | 76,000 GSF | Fair | 5 to 9 years | No | 2020 | 2021-06-14 | 11211 | 40.7154 | -73.9567 | 301 | 519 | 3062337 | 3023450001 | North Side-South Side
35 | BPL | Central Library and Learning Center | 10 Grand Army Plaza | Brooklyn | ï¿½ |  | 271.10 kW | 298,210 kWh |  |  | 86 MT CO2 |  |  |  |  | Solar-Ready | No | 350,000 GSF | Good | 2 to 4 years | No | 2020 | 2021-06-14 | 11238 | 40.6728 | -73.9691 | 355 | 177 | 3029665 | 3011830002 | park-cemetery-etc-Brooklyn
35 | BPL | Eastern Parkway Branch Library and Learning Center | 1044 Eastern Pkwy | Brooklyn | EJA |  | 23.10 kW | 25,410 kWh |  |  | 7 MT CO2 |  |  |  |  | Solar-Ready | Yes | 16,024 GSF | Good | 2 to 4 years | No | 2020 | 2021-06-14 | 11213 | 40.6689 | -73.9334 | 309 | 351 | 3037543 | 3013960006 | Crown Heights North
35 | DCLA | BAM Richard B. Fisher Building | 321 Ashland Pl | Brooklyn | ï¿½ |  | 0.00 kW | 0 kWh |  |  | 0 MT CO2 |  |  |  |  | Solar-Ready | No | 42,022 GSF | Good | 5 to 9 years | Existing Green Roof | 2020 | 2021-06-14 | 11217 | 40.6859 | -73.978 | 302 | 35 | 3059184 | 3021110011 | Fort Greene
35 | DCLA | Brooklyn Botanic Garden Administrative Building | 1000 Washington Ave | Brooklyn | ï¿½ |  | 36.40 kW | 40,040 kWh |  |  | 12 MT CO2 |  |  |  |  | Solar-Ready | No | 43,600 GSF | Good | 5 to 9 years | No | 2020 | 2021-06-14 | 11225 | 40.6675 | -73.9618 | 355 | 177 | 3337842 | 3011830001 | park-cemetery-etc-Brooklyn
35 | DHS | Atlantic Avenue Men's Shelter (Armory) | 1322 Bedford Ave | Brooklyn | EJA |  | 378.20 kW | 416,020 kWh |  |  | 120 MT CO2 |  |  |  |  | Solar-Ready | No | 164,320 GSF | Good | 2 to 4 years | No | 2020 | 2021-06-14 | 11216 | 40.6783 | -73.9529 | 308 | 221 | 3029748 | 3011990015 | Crown Heights North
35 | DHS | Auburn Family Residence | 39 Auburn Pl | Brooklyn | EJA |  | 17.20 kW | 18,920 kWh |  |  | 5 MT CO2 |  |  |  |  | Solar-Ready | No | 198,000 GSF | Good | 5 to 9 years | No | 2020 | 2021-06-14 | 11205 | 40.6944 | -73.9763 | 302 | 2901 | 3251647 | 3020390101 | Fort Greene
35 | DOE | K020 | 225 Adelphi St | Brooklyn | ï¿½ |  | 146.60 kW | 161,260 kWh |  |  | 47 MT CO2 |  |  |  |  | Solar-Ready | No | 92,000 GSF | Fair | 5 to 9 years | No | 2020 | 2021-06-14 | 11205 | 40.6908 | -73.9714 | 302 | 183 | 3058531 | 3020910003 | Fort Greene
35 | DOE | K430 | 29 Fort Greene Pl | Brooklyn | ï¿½ |  | 37.10 kW | 40,810 kWh |  |  | 12 MT CO2 |  |  |  |  | Solar-Ready | No | 594,000 GSF | Between Good and Fair | 10 to 14 years | No | 2020 | 2021-06-14 | 11217 | 40.6888 | -73.9769 | 302 | 33 | 3058752 | 3020980013 | Fort Greene
35 | DOE | K440 | 883 Classon Ave | Brooklyn | EJA |  | 182.10 kW | 200,310 kWh |  |  | 58 MT CO2 |  |  |  |  | Solar-Ready | No | 324,000 GSF | Good | < 2 years | No | 2020 | 2021-06-14 | 11225 | 40.6703 | -73.9617 | 309 | 213 | 3029686 | 3011870001 | Crown Heights South
35 | DOE | K805 | 49 Flatbush Avenue Ext | Brooklyn | ï¿½ |  | 16.60 kW | 18,260 kWh |  |  | 5 MT CO2 |  |  |  |  | Solar-Ready | No | 173,000 GSF | Fair | 5 to 9 years | No | 2020 | 2021-06-14 | 11201 | 40.6973 | -73.985 | 302 | 15 | 3000216 | 3001200020 | DUMBO-Vinegar Hill-Downtown Brooklyn-Boerum Hill
35 | DOE | K813 | 355 Park Pl | Brooklyn | ï¿½ |  | 6.18 kW | 6,798 kWh |  |  | 2 MT CO2 |  |  |  |  | Solar-Ready | No | 14,000 GSF | Between Good and Fair | 10 to 14 years | No | 2020 | 2021-06-14 | 11238 | 40.6761 | -73.9657 | 308 | 205 | 3028862 | 3011600001 | Prospect Heights
35 | FDNY | Brooklyn Central Office | 35 Empire Blvd | Brooklyn | ï¿½ |  | 16.90 kW | 18,590 kWh |  |  | 5 MT CO2 |  |  |  |  | Solar-Ready | No | 10,826 GSF | Good | 5 to 9 years | No | 2020 | 2021-06-14 | 11225 | 40.6633 | -73.9614 | 355 | 177 | 3029669 | 3011830051 | park-cemetery-etc-Brooklyn
36 | DOE | K035 | 272 Macdonough St | Brooklyn | EJA |  | 123.20 kW | 135,520 kWh |  |  | 39 MT CO2 |  |  |  |  | Solar-Ready | No | 113,000 GSF | Fair | 2 to 4 years | No | 2020 | 2021-06-14 | 11233 | 40.6819 | -73.936 | 303 | 273 | 3047054 | 3016740011 | Stuyvesant Heights
37 | BPL | Arlington Branch Library | 203 Arlington Ave | Brooklyn | EJA |  | 5.20 kW | 5,720 kWh |  |  | 2 MT CO2 |  |  |  |  | Solar-Ready | No | 16,385 GSF | Good | 2 to 4 years | No | 2020 | 2021-06-14 | 11207 | 40.6805 | -73.8872 | 305 | 117201 | 3087001 | 3039230052 | Cypress Hills-City Line
37 | DOE | K171 | 528 Ridgewood Ave | Brooklyn | EJA |  | 54.30 kW | 59,730 kWh |  |  | 17 MT CO2 |  |  |  |  | Solar-Ready | No | 103,200 GSF | Good | < 2 years | No | 2020 | 2021-06-14 | 11208 | 40.6862 | -73.8696 | 305 | 1184 | 3092456 | 3041340020 | Cypress Hills-City Line
37 | DOE | K290 | 135 Schenck Ave | Brooklyn | EJA |  | 21.80 kW | 23,980 kWh |  |  | 7 MT CO2 |  |  |  |  | Solar-Ready | No | 74,022 GSF | Good | < 2 years | No | 2020 | 2021-06-14 | 11207 | 40.6779 | -73.8898 | 305 | 1198 | 3087821 | 3039490018 | East New York
37 | NYPD | Facilities Management Division | 127 Pennsylvania Ave | Brooklyn | EJA |  | 15.60 kW | 17,160 kWh |  |  | 5 MT CO2 |  |  |  |  | Solar-Ready | No | 29,940 GSF | Good | 5 to 9 years | No | 2020 | 2021-06-14 | 11207 | 40.6748 | -73.8966 | 305 | 1198 | 3083515 | 3036870001 | East New York
38 | DOE | K220 | 4812 9th Ave | Brooklyn | EJA |  | 110.20 kW | 121,220 kWh |  |  | 35 MT CO2 |  |  |  |  | Solar-Ready | No | 109,000 GSF | Good | 5 to 9 years | No | 2020 | 2021-06-14 | 11220 | 40.6405 | -74.0007 | 312 | 108 | 3012824 | 3007780023 | Sunset Park East
38 | DOE | K486 | 1171 65th St | Brooklyn | EJA |  | 32.80 kW | 36,080 kWh |  |  | 10 MT CO2 |  |  |  |  | Solar-Ready | No | 78,000 GSF | Fair | 5 to 9 years | No | 2020 | 2021-06-14 | 11219 | 40.6278 | -74.0045 | 310 | 212 | 3142008 | 3057450029 | Dyker Heights
38 | DOE | K971 | 6214 4th Ave | Brooklyn | EJA |  | 6.18 kW | 6,798 kWh |  |  | 2 MT CO2 |  |  |  |  | Solar-Ready | No | 33,000 GSF | Fair | 10 to 14 years | No | 2020 | 2021-06-14 | 11220 | 40.6396 | -74.0198 | 307 | 72 | 3143927 | 3057990038 | Sunset Park West
38 | NYPD | 68th Precinct | 333 65th St | Brooklyn | ï¿½ |  | 49.10 kW | 54,010 kWh |  |  | 16 MT CO2 |  |  |  |  | Solar-Ready | No | 39,050 GSF | Fair | 5 to 9 years | No | 2020 | 2021-06-14 | 11220 | 40.6388 | -74.0227 | 310 | 70 | 3144156 | 3058170055 | Bay Ridge
39 | BPL | Park Slope Branch Library | 431 6th Ave | Brooklyn | ï¿½ |  | 11.70 kW | 12,870 kWh |  |  | 4 MT CO2 |  |  |  |  | Solar-Ready | No | 15,868 GSF | Good | 2 to 4 years | No | 2020 | 2021-06-14 | 11215 | 40.6684 | -73.9836 | 306 | 153 | 3022144 | 3010060001 | Park Slope-Gowanus
39 | DOE | K029 | 425 Henry St | Brooklyn | ï¿½ |  | 28.60 kW | 31,460 kWh |  |  | 9 MT CO2 |  |  |  |  | Solar-Ready | No | 78,000 GSF | Between Good and Fair | 5 to 9 years | No | 2020 | 2021-06-14 | 11201 | 40.687 | -73.9981 | 306 | 45 | 3255627 | 3003110001 | Carroll Gardens-Columbia Street-Red Hook
39 | DSNY | Brooklyn South 6 District Garage | 129 2nd Ave | Brooklyn | ï¿½ |  | 215.90 kW | 237,490 kWh |  |  | 69 MT CO2 |  |  |  |  | Solar-Ready | No | 66,000 GSF | Good | 5 to 9 years | No | 2020 | 2021-06-14 | 11215 | 40.6713 | -73.9945 | 306 | 117 | 3022747 | 3010200001 | Park Slope-Gowanus
40 | BPL | Flatbush Branch Library and Learning Center | 22 Linden Blvd | Brooklyn | EJA |  | 24.10 kW | 26,510 kWh |  |  | 8 MT CO2 |  |  |  |  | Solar-Ready | No | 21,790 GSF | Good | 2 to 4 years | No | 2020 | 2021-06-14 | 11226 | 40.6522 | -73.9582 | 314 | 79602 | 3116706 | 3050860015 | Prospect Lefferts Gardens-Wingate
40 | DOE | K249 | 18 Marlborough Rd | Brooklyn | EJA |  | 189.00 kW | 207,900 kWh |  |  | 60 MT CO2 |  |  |  |  | Solar-Ready | Yes | 77,000 GSF | Fair | 5 to 9 years | No | 2020 | 2021-06-14 | 11226 | 40.6497 | -73.966 | 314 | 506 | 3116438 | 3050750001 | Flatbush
40 | HHC | Buildings A, B, C | 451 Clarkson Ave | Brooklyn | EJA |  | 653.10 kW | 718,410 kWh |  |  | 208 MT CO2 |  |  |  |  | Solar-Ready | No | 658,920 GSF | Between Good and Fair | 5 to 9 years | No | 2020 | 2021-06-14 | 11203 | 40.6558 | -73.9446 | 309 | 808 | 3327711 | 3048290001 | Prospect Lefferts Gardens-Wingate
41 | DHS | Dean Street Family Residence | 2155 Dean St | Brooklyn | EJA |  | 9.75 kW | 10,725 kWh |  |  | 3 MT CO2 |  |  |  |  | Solar-Ready | No | 124,500 GSF | Good | 5 to 9 years | No | 2020 | 2021-06-14 | 11233 | 40.675 | -73.916 | 316 | 303 | 3038719 | 3014400073 | Ocean Hill
41 | DHS | East New York Avenue SRO (Single Room Occupancy) Residence | 1385 East New York Ave | Brooklyn | EJA |  | 91.00 kW | 100,100 kWh |  |  | 29 MT CO2 |  |  |  |  | Solar-Ready | No | 60,000 GSF | Between Good and Fair | 5 to 9 years | No | 2020 | 2021-06-14 | 11212 | 40.6699 | -73.9164 | 316 | 361 | 3319475 | 3014720001 | Ocean Hill
41 | DOE | K005 | 820 Hancock St | Brooklyn | EJA |  | 184.30 kW | 202,730 kWh |  |  | 59 MT CO2 |  |  |  |  | Solar-Ready | Yes | 90,000 GSF | Between Good and Fair | 5 to 9 years | No | 2020 | 2021-06-14 | 11233 | 40.6857 | -73.9225 | 303 | 377 | 3039906 | 3014900001 | Stuyvesant Heights
41 | DOE | K135 | 684 Linden Blvd | Brooklyn | EJA |  | 63.10 kW | 69,410 kWh |  |  | 20 MT CO2 |  |  |  |  | Solar-Ready | No | 59,000 GSF | Between Good and Fair | 5 to 9 years | No | 2020 | 2021-06-14 | 11203 | 40.6536 | -73.9331 | 317 | 870 | 3102005 | 3046730001 | East Flatbush-Farragut
41 | HRA | Brownsville Multi Service Center (owned) | 444 Thomas Boyland St | Brooklyn | EJA |  | 30.90 kW | 33,990 kWh |  |  | 10 MT CO2 |  |  |  |  | Solar-Ready | Yes | 43,726 GSF | Between Good and Fair | 5 to 9 years | No | 2020 | 2021-06-14 | 11212 | 40.6701 | -73.9138 | 316 | 902 | 3080726 | 3034960004 | Brownsville
42 | DOE | K149 | 700 Sutter Ave | Brooklyn | EJA |  | 70.90 kW | 77,990 kWh |  |  | 23 MT CO2 |  |  |  |  | Solar-Ready | No | 93,000 GSF | Fair | 10 to 14 years | No | 2020 | 2021-06-14 | 11207 | 40.6697 | -73.8928 | 305 | 1158 | 3084348 | 3037740016 | East New York (Pennsylvania Ave)
42 | DOE | K165 | 76 Lott Ave | Brooklyn | EJA |  | 45.20 kW | 49,720 kWh |  |  | 14 MT CO2 |  |  |  |  | Solar-Ready | No | 68,000 GSF | Fair | 10 to 14 years | No | 2020 | 2021-06-14 | 11212 | 40.6574 | -73.9111 | 316 | 896 | 3082726 | 3036220023 | Brownsville
42 | DOE | K190 | 590 Sheffield Ave | Brooklyn | EJA |  | 26.70 kW | 29,370 kWh |  |  | 8 MT CO2 |  |  |  |  | Solar-Ready | No | 78,000 GSF | Between Good and Fair | 5 to 9 years | No | 2020 | 2021-06-14 | 11207 | 40.6623 | -73.8944 | 305 | 1128 | 3085491 | 3038380018 | East New York (Pennsylvania Ave)
42 | DOE | K213 | 580 Hegeman Ave | Brooklyn | EJA |  | 133.90 kW | 147,290 kWh |  |  | 43 MT CO2 |  |  |  |  | Solar-Ready | No | 73,000 GSF | Fair | 10 to 14 years | No | 2020 | 2021-06-14 | 11207 | 40.6605 | -73.8903 | 305 | 1104 | 3097334 | 3043240001 | East New York
42 | DOE | K422 | 1065 Elton St | Brooklyn | EJA |  | 112.99 kW | 124,289 kWh |  |  | 36 MT CO2 |  |  |  |  | Solar-Ready | Yes | 154,000 GSF | Fair | 5 to 9 years | No | 2020 | 2021-06-14 | 11208 | 40.6574 | -73.8747 | 305 | 1070 | 3413878 | 3044490001 | East New York
43 | DOE | K102 | 211 72 St | Brooklyn | ï¿½ |  | 126.40 kW | 139,040 kWh |  |  | 40 MT CO2 |  |  |  |  | Solar-Ready | No | 116,400 GSF | Good | < 2 years | No | 2020 | 2021-06-14 | 11209 | 40.634 | -74.029 | 310 | 68 | 3146491 | 3058900001 | Bay Ridge
43 | DOE | K204 | 8101 15th Ave | Brooklyn | ï¿½ |  | 75.10 kW | 82,610 kWh |  |  | 24 MT CO2 |  |  |  |  | Solar-Ready | No | 93,000 GSF | Fair | 2 to 4 years | No | 2020 | 2021-06-14 | 11228 | 40.6142 | -74.0066 | 311 | 184 | 3163702 | 3062940001 | Bensonhurst West
43 | DOE | K807 | 109 Bay 14 St | Brooklyn | EJA |  | 6.83 kW | 7,513 kWh |  |  | 2 MT CO2 |  |  |  |  | Solar-Ready | No | 100,000 GSF | Fair | 10 to 14 years | No | 2020 | 2021-06-14 | 11214 | 40.6068 | -74.0081 | 311 | 180 | 3392297 | 3063990040 | Bath Beach
44 | BPL | Kensington Branch Library | 4209 18th Ave | Brooklyn | EJA |  | 8.45 kW | 9,295 kWh |  |  | 3 MT CO2 |  |  |  |  | Solar-Ready | No | 18,500 GSF | Good | 2 to 4 years | No | 2020 | 2021-06-14 | 11218 | 40.6315 | -73.9756 | 314 | 480 | 3000000 | 3054160014 | Flatbush
44 | DOE | K099 | 1120 East 10 St | Brooklyn | ï¿½ |  | 77.00 kW | 84,700 kWh |  |  | 24 MT CO2 |  |  |  |  | Solar-Ready | No | 94,800 GSF | Good | < 2 years | No | 2020 | 2021-06-14 | 11230 | 40.6216 | -73.9656 | 312 | 454 | 3171478 | 3065350011 | Ocean Parkway South
44 | DOE | K521 | 1057 52nd St | Brooklyn | EJA |  | 11.50 kW | 12,650 kWh |  |  | 4 MT CO2 |  |  |  |  | Solar-Ready | No | 44,000 GSF | Good | 5 to 9 years | No | 2020 | 2021-06-14 | 11219 | 40.6365 | -73.9991 | 312 | 220 | 3398120 | 3056530055 | Borough Park
45 | DOE | K181 | 1023 New York Ave | Brooklyn | EJA |  | 39.70 kW | 43,670 kWh |  |  | 13 MT CO2 |  |  |  |  | Solar-Ready | No | 128,000 GSF | Fair | 2 to 4 years | No | 2020 | 2021-06-14 | 11203 | 40.6482 | -73.9464 | 317 | 856 | 3327776 | 3049040010 | East Flatbush-Farragut
45 | DOE | K395 | 1001 East 45th St | Brooklyn | EJA |  | 201.80 kW | 221,980 kWh |  |  | 64 MT CO2 |  |  |  |  | Solar-Ready | No | 150,000 GSF | Good | < 2 years | No | 2020 | 2021-06-14 | 11203 | 40.6365 | -73.9336 | 317 | 836 | 3114526 | 3050220002 | East Flatbush-Farragut
46 | DOE | K203 | 5101 Avenue M | Brooklyn | EJA |  | 129.40 kW | 142,340 kWh |  |  | 41 MT CO2 |  |  |  |  | Solar-Ready | No | 93,000 GSF | Between Good and Fair | 5 to 9 years | No | 2020 | 2021-06-14 | 11234 | 40.6214 | -73.926 | 318 | 680 | 3218626 | 3078490001 | Flatlands
46 | DOE | K207 | 4011 Fillmore Ave | Brooklyn | ï¿½ |  | 75.60 kW | 83,160 kWh |  |  | 24 MT CO2 |  |  |  |  | Solar-Ready | No | 70,000 GSF | Fair | 5 to 9 years | No | 2020 | 2021-06-14 | 11234 | 40.6134 | -73.9301 | 318 | 652 | 3239388 | 3084840001 | Georgetown-Marine Park-Bergen Beach-Mill Basin
46 | DOE | K222 | 3301 Quentin Rd | Brooklyn | ï¿½ |  | 123.20 kW | 135,520 kWh |  |  | 39 MT CO2 |  |  |  |  | Solar-Ready | No | 94,000 GSF | Fair | 5 to 9 years | No | 2020 | 2021-06-14 | 11234 | 40.6133 | -73.9389 | 318 | 646 | 3212254 | 3077060001 | Georgetown-Marine Park-Bergen Beach-Mill Basin
46 | DOE | K276 | 1070 East 83 St | Brooklyn | EJA |  | 226.90 kW | 249,590 kWh |  |  | 72 MT CO2 |  |  |  |  | Solar-Ready | No | 77,000 GSF | Good | 2 to 4 years | No | 2020 | 2021-06-14 | 11236 | 40.6341 | -73.9079 | 318 | 996 | 3225637 | 3080340001 | Canarsie
46 | NYPD | Highway District Unit 2 | 2900 Flatbush Ave | Brooklyn | ï¿½ |  | 31.20 kW | 34,320 kWh |  |  | 10 MT CO2 |  |  |  |  | Solar-Ready | No | 23,700 GSF | Fair | 5 to 9 years | No | 2020 | 2021-06-14 | 11234 | 40.6026 | -73.9147 | 318 | 666 | 3397327 | 3085900600 | park-cemetery-etc-Brooklyn
47 | DCLA | Aquatic Animal Health Center (AAHC) | 600 Surf Ave | Brooklyn | EJA |  | 21.10 kW | 23,210 kWh |  |  | 7 MT CO2 |  |  |  |  | Solar-Ready | No | 10,800 GSF | Good | 5 to 9 years | No | 2020 | 2021-06-14 | 11224 | 40.5752 | -73.9758 | 313 | 352 | 3397353 | 3086980001 | Seagate-Coney Island
47 | DCLA | Ocean Wonders | 514 Surf Ave | Brooklyn | EJA |  | 148.50 kW | 163,350 kWh |  |  | 47 MT CO2 |  |  |  |  | Solar-Ready | No | 57,500 GSF | Good | < 2 years | No | 2020 | 2021-06-14 | 11224 | 40.5749 | -73.9742 | 313 | 352 | 3398098 | 3086980001 | Seagate-Coney Island
47 | DOE | K095 | 345 Van Sicklen St | Brooklyn | ï¿½ |  | 79.00 kW | 86,900 kWh |  |  | 25 MT CO2 |  |  |  |  | Solar-Ready | No | 102,316 GSF | Good | < 2 years | No | 2020 | 2021-06-14 | 11223 | 40.5957 | -73.9752 | 315 | 398 | 3192661 | 3071230066 | Gravesend
47 | DOE | K097 | 1855 Stillwell Ave | Brooklyn | EJA |  | 89.70 kW | 98,670 kWh |  |  | 29 MT CO2 |  |  |  |  | Solar-Ready | No | 68,000 GSF | Good | 5 to 9 years | No | 2020 | 2021-06-14 | 11223 | 40.6014 | -73.9861 | 311 | 404 | 3177680 | 3066670024 | Bensonhurst East
47 | DOE | K101 | 2360 Benson Ave | Brooklyn | EJA |  | 76.10 kW | 83,710 kWh |  |  | 24 MT CO2 |  |  |  |  | Solar-Ready | No | 68,000 GSF | Good | 2 to 4 years | No | 2020 | 2021-06-14 | 11214 | 40.5979 | -73.9917 | 311 | 302 | 3185973 | 3068750032 | Bensonhurst East
47 | DOE | K186 | 7601 19 Ave | Brooklyn | EJA |  | 40.60 kW | 44,660 kWh |  |  | 13 MT CO2 |  |  |  |  | Solar-Ready | No | 77,000 GSF | Fair | 10 to 14 years | No | 2020 | 2021-06-14 | 11214 | 40.6115 | -73.9947 | 311 | 274 | 3160923 | 3062390001 | Bensonhurst West
47 | DOE | K329 | 2929 West 30 St | Brooklyn | EJA |  | 160.90 kW | 176,990 kWh |  |  | 51 MT CO2 |  |  |  |  | Solar-Ready | No | 95,000 GSF | Fair | 5 to 9 years | No | 2020 | 2021-06-14 | 11224 | 40.5746 | -73.9963 | 313 | 342 | 3189517 | 3070510001 | Seagate-Coney Island
47 | HHC | New Ida G. Israel Community Health Center | 2925 West 19th St | Brooklyn | EJA |  | 70.90 kW | 77,990 kWh |  |  | 23 MT CO2 |  |  |  |  | Solar-Ready | No | 13,000 GSF | Between Good and Fair | 2 to 4 years | No | 2020 | 2021-06-14 | 11224 | 40.5761 | -73.9857 | 313 | 326 | 3000000 | 3070610016 | Seagate-Coney Island
48 | BPL | Brighton Beach Branch Library | 16 Brighton 1st Rd | Brooklyn | ï¿½ |  | 63.70 kW | 70,070 kWh |  |  | 20 MT CO2 |  |  |  |  | Solar-Ready | No | 12,166 GSF | Good | 2 to 4 years | No | 2020 | 2021-06-14 | 11235 | 40.5761 | -73.9665 | 313 | 36001 | 3245028 | 3086800032 | Brighton Beach
48 | CUNY | Leon M. Goldstein Performing Arts Center | 2001 Oriental Blvd | Brooklyn | ï¿½ |  | 8.78 kW | 9,658 kWh |  |  | 3 MT CO2 |  |  |  |  | Solar-Ready | No | 46,768 GSF | Between Good and Fair | 5 to 9 years | No | 2020 | 2021-06-14 | 11235 | 40.5785 | -73.9349 | 315 | 616 | 3326937 | 3087600060 | Sheepshead Bay-Gerritsen Beach-Manhattan Beach
48 | CUNY | Temporary Building #8 | 2101 Oriental Blvd | Brooklyn | ï¿½ |  | 195.20 kW | 214,720 kWh |  |  | 62 MT CO2 |  |  |  |  | Solar-Ready | No | 18,187 GSF | Good | 5 to 9 years | No | 2020 | 2021-06-14 | 11235 | 40.5781 | -73.9328 | 315 | 616 | 3397340 | 3087600060 | Sheepshead Bay-Gerritsen Beach-Manhattan Beach
48 | DOE | K014 | 2424 Batchelder St | Brooklyn | ï¿½ |  | 189.80 kW | 208,780 kWh |  |  | 60 MT CO2 |  |  |  |  | Solar-Ready | No | 139,000 GSF | Between Good and Fair | 5 to 9 years | No | 2020 | 2021-06-14 | 11235 | 40.5935 | -73.9377 | 315 | 596 | 3203617 | 3074240001 | Sheepshead Bay-Gerritsen Beach-Manhattan Beach
48 | DOE | K254 | 1801 Avenue Y | Brooklyn | ï¿½ |  | 43.60 kW | 47,960 kWh |  |  | 14 MT CO2 |  |  |  |  | Solar-Ready | No | 88,000 GSF | Good | 2 to 4 years | No | 2020 | 2021-06-14 | 11235 | 40.5904 | -73.9518 | 315 | 592 | 3203132 | 3074200026 | Sheepshead Bay-Gerritsen Beach-Manhattan Beach
49 | DCLA | Bldg A/Staten Island Museum | 1000 Richmond Ter | Staten Island | ï¿½ |  | 15.30 kW | 16,830 kWh |  |  | 5 MT CO2 |  |  |  |  | Solar-Ready | No | 24,448 GSF | Good | 2 to 4 years | No | 2020 | 2021-06-14 | 10310 | 40.6452 | -74.1047 | 501 | 97 | 5000000 | 5000760200 | West New Brighton-New Brighton-St. George
49 | DCLA | Staten Island Museum | 75 Stuyvesant Pl | Staten Island | EJA |  | 2.60 kW | 2,860 kWh |  |  | 1 MT CO2 |  |  |  |  | Solar-Ready | No | 13,022 GSF | Good | 2 to 4 years | No | 2020 | 2021-06-14 | 10301 | 40.6443 | -74.0779 | 501 | 7 | 5000088 | 5000090001 | West New Brighton-New Brighton-St. George
49 | DOE | R040 | 91 Henderson Ave | Staten Island | EJA |  | 74.40 kW | 81,840 kWh |  |  | 24 MT CO2 |  |  |  |  | Solar-Ready | No | 43,200 GSF | Between Good and Fair | 5 to 9 years | No | 2020 | 2021-06-14 | 10301 | 40.6407 | -74.0954 | 501 | 81 | 5001823 | 5000730064 | West New Brighton-New Brighton-St. George
49 | DPR | Clove Lake Garage and Shops | 21 Slosson Ave | Staten Island | ï¿½ |  | 3.05 kW | 3,355 kWh |  |  | 1 MT CO2 |  |  |  |  | Solar-Ready | No | 16,500 GSF | Between Good and Fair | 5 to 9 years | Existing Green Roof | 2020 | 2021-06-14 | 10314 | 40.621 | -74.1195 | 501 | 147 | 5112422 | 5003190001 | Westerleigh
49 | DPR | Lyons Pool and Recreation Center | 317 Bay St | Staten Island | EJA |  | 69.30 kW | 76,230 kWh |  |  | 22 MT CO2 |  |  |  |  | Solar-Ready | No | 24,000 GSF | Between Good and Fair | 5 to 9 years | Existing Green Roof, Planned Green Roof | 2020 | 2021-06-14 | 10301 | 40.6342 | -74.0752 | 501 | 21 |  |  | Stapleton-Rosebank
49 | NYPD | 121st Precinct | 970 Richmond Ave | Staten Island | ï¿½ |  | 141.70 kW | 155,870 kWh |  |  | 45 MT CO2 |  |  |  |  | Solar-Ready | No | 48,797 GSF | Good | < 2 years | No | 2020 | 2021-06-14 | 10314 | 40.6236 | -74.1491 | 501 | 30302 | 5165197 | 5017040001 | Mariner's Harbor-Arlington-Port Ivory-Graniteville
49 | NYPL | Mariner's Harbor Library | 206 South Ave | Staten Island | EJA |  | 49.10 kW | 54,010 kWh |  |  | 16 MT CO2 |  |  |  |  | Solar-Ready | No | 10,100 GSF | Good | 2 to 4 years | No | 2020 | 2021-06-14 | 10303 | 40.6349 | -74.1662 | 501 | 323 | 5109138 | 5012660064 | Mariner's Harbor-Arlington-Port Ivory-Graniteville
50 | DOE | R050 | 200 Adelaide Ave | Staten Island | ï¿½ |  | 182.00 kW | 200,200 kWh |  |  | 58 MT CO2 |  |  |  |  | Solar-Ready | No | 83,000 GSF | Good | 2 to 4 years | No | 2020 | 2021-06-14 | 10306 | 40.5617 | -74.1246 | 503 | 13204 | 5063495 | 5047160060 | Oakwood-Oakwood Beach
50 | DOE | R054 | 1060 Willowbrook Rd | Staten Island | ï¿½ |  | 145.30 kW | 159,830 kWh |  |  | 46 MT CO2 |  |  |  |  | Solar-Ready | Yes | 74,000 GSF | Good | 5 to 9 years | No | 2020 | 2021-06-14 | 10314 | 40.6032 | -74.138 | 502 | 27302 | 5034476 | 5019870104 | New Springville-Bloomfield-Travis
50 | DPR | Greenbelt Conservancy Headquarters | 200 Nevada Ave | Staten Island | ï¿½ |  | 0.00 kW | 0 kWh |  |  | 0 MT CO2 |  |  |  |  | Solar-Ready | No | 15,600 GSF | Fair | 5 to 9 years | No | 2020 | 2021-06-14 | 10306 | 40.5845 | -74.1236 | 502 | 181 | 5112436 | 5009390001 | Todt Hill-Emerson Hill-Heartland Village-Lighthouse Hill
50 | DPR | Greenbelt Native Plant Center | 3808 Victory Blvd | Staten Island | ï¿½ |  | 40.60 kW | 44,660 kWh |  |  | 13 MT CO2 |  |  |  |  | Solar-Ready | No | 15,180 GSF | Good | 2 to 4 years | No | 2020 | 2021-06-14 | 10314 | 40.5968 | -74.1825 | 502 | 29102 | 5127019 | 5026100027 | New Springville-Bloomfield-Travis
50 | DPR | Ocean Breeze Indoor Athletic Facility | 625 Father Capodanno Blvd | Staten Island | EJA |  | 615.20 kW | 676,720 kWh |  |  | 196 MT CO2 |  |  |  |  | Solar-Ready | No | 134,522 GSF | Good | 5 to 9 years | No | 2020 | 2021-06-14 | 10305 | 40.5822 | -74.0746 | 502 | 70 | 5164735 | 5033550001 | Old Town-Dongan Hills-South Beach
51 | DOE | R036 | 255 Ionia Ave | Staten Island | ï¿½ |  | 285.00 kW | 313,500 kWh |  |  | 91 MT CO2 |  |  |  |  | Solar-Ready | Yes | 83,000 GSF | Good | 2 to 4 years | No | 2020 | 2021-06-14 | 10312 | 40.5431 | -74.1823 | 503 | 17005 | 5107742 | 5062620012 | Annadale-Huguenot-Prince's Bay-Eltingville
51 | DSNY | Staten Island 2 District Garage | 2500 Richmond Ave | Staten Island | ï¿½ |  | 398.80 kW | 438,680 kWh |  |  | 127 MT CO2 |  |  |  |  | Solar-Ready | Yes | 80,000 GSF | Good | 2 to 4 years | No | 2020 | 2021-06-14 | 10314 | 40.5873 | -74.1682 | 502 | 228 | 5041599 | 5025200001 | New Springville-Bloomfield-Travis
0 | DEP | BWS Croton Lake Gatehouse | 1100 Croton Dam Rd | Upstate | ï¿½ | [10 empty] | Not Solar-Ready | No | 50,000 GSF | Poor | Unknown | No | 2020 | 2021-06-14
0 | DEP | BWS Hudson River Pumping Station/Chelsea Pumping Station | 199 River Rd North | Upstate | ï¿½ | [10 empty] | Not Solar-Ready | No | 10,100 GSF | Between Good and Fair | 15 to 19 years | No | 2020 | 2021-06-14
0 | DEP | BWS Kensico Lab (Columbus Avenue Lab) | 19 West Lake Dr | Upstate | ï¿½ | [10 empty] | Not Solar-Ready | No | 10,200 GSF | Between Good and Fair | > 20 years | No | 2020 | 2021-06-14
0 | DEP | BWS Rondout Effluent Chamber | Merriman Rte 55 (2000 State Route 55) | Upstate | ï¿½ | [10 empty] | Not Solar-Ready | No | 35,540 GSF | Fair | > 20 years | No | 2020 | 2021-06-14
0 | DEP | Downsville Garage | 20 NYC Hwy 30A | Upstate | ï¿½ | [10 empty] | Not Solar-Ready | No | 12,000 GSF | Between Good and Fair | > 20 years | No | 2020 | 2021-06-14
0 | DEP | Filtration | 41158 State Hwy 28 | Upstate | ï¿½ | [10 empty] | Not Solar-Ready | No | 18,894 GSF | Good | > 20 years | No | 2020 | 2021-06-14
0 | DEP | Filtration | 7870 State Rte 42 | Upstate | ï¿½ | [10 empty] | Not Solar-Ready | No | 12,972 GSF | Good | > 20 years | No | 2020 | 2021-06-14
0 | DEP | Filtration | 8811 State Rte 28 | Upstate | ï¿½ | [10 empty] | Not Solar-Ready | No | 12,407 GSF | Poor | > 20 years | No | 2020 | 2021-06-14
0 | DEP | Gilboa Operations Office | 370 State Rt 990V | Upstate | ï¿½ | [10 empty] | Not Solar-Ready | No | 12,000 GSF | Good | 15 to 19 years | No | 2020 | 2021-06-14
0 | DEP | Grahamsville Operations Office | 7870 State Route 42 | Upstate | ï¿½ | [10 empty] | Not Solar-Ready | No | 17,000 GSF | Good | 10 to 14 years | Existing Cool Roof | 2020 | 2021-06-14
0 | DEP | Grahamsville Operations Office (Maintenance Building) | 7870 State Rte 42 | Upstate | ï¿½ | [10 empty] | Not Solar-Ready | No | 13,800 GSF | Between Good and Fair | > 20 years | No | 2020 | 2021-06-14
0 | DEP | Grand Gorge WWTP | 570 Van Aken Rd | Upstate | ï¿½ | [10 empty] | Not Solar-Ready | No | 62,060 GSF | Fair | > 20 years | No | 2020 | 2021-06-14
0 | DEP | Hillview Reservoir | 100 Central Park Ave | Upstate | ï¿½ | [10 empty] | Not Solar-Ready | No | 28,000 GSF | Good | > 20 years | No | 2020 | 2021-06-14
0 | DEP | Kingston Office | 71 Smith Ave | Upstate | ï¿½ | [10 empty] | Not Solar-Ready | No | 98,400 GSF | Good | 10 to 14 years | No | 2020 | 2021-06-14
0 | DEP | Kingston Police Academy | 144 Flatbush Ave | Upstate | ï¿½ | [10 empty] | Not Solar-Ready | No | 15,600 GSF | Between Good and Fair | > 20 years | No | 2020 | 2021-06-14
0 | DEP | RBC | 8811 State Rte 28 | Upstate | ï¿½ | [10 empty] | Not Solar-Ready | No | 13,632 GSF | Poor | > 20 years | No | 2020 | 2021-06-14
0 | DEP | Solids | 8811 State Rte 28 | Upstate | ï¿½ | [10 empty] | Not Solar-Ready | No | 14,070 GSF | Good | > 20 years | No | 2020 | 2021-06-14
0 | DEP | Tannersville WWTP | 130 Allen Rd | Upstate | ï¿½ | [10 empty] | Not Solar-Ready | No | 62,060 GSF | Poor | > 20 years | No | 2020 | 2021-06-14
1 | ACS | ACS Administrative Site | 72 Ann St | Manhattan | ï¿½ | [10 empty] | Not Solar-Ready | No | 436,836 GSF | Unknown | > 20 years | No | 2020 | 2021-06-14 | 10038 | 40.7098 | -74.0059 | 101 | 1501 | 1001280 | 1000930001 | Battery Park City-Lower Manhattan
1 | ACS | Chinese Community Concern Parents | 180 Mott St | Manhattan | ï¿½ | [10 empty] | Not Solar-Ready | No | 13,625 GSF | Fair | 15 to 19 years | No | 2020 | 2021-06-14 | 10012 | 40.7205 | -73.9959 | 102 | 41 | 1007156 | 1004790001 | SoHo-TriBeCa-Civic Center-Little Italy
1 | DCAS | 115 Chrystie Street Office Building | 115 Chrystie St | Manhattan | EJA | [10 empty] | Not Solar-Ready | No | 55,000 GSF | Fair | > 20 years | No | 2020 | 2021-06-14 | 10002 | 40.7186 | -73.9936 | 103 | 18 | 1005645 | 1004230022 | Chinatown
1 | DCAS | 125 Walker St | 125 Walker St | Manhattan | EJA | [10 empty] | Not Solar-Ready | No | 99,270 GSF | Unknown | Unknown | No | 2020 | 2021-06-14 | 10013 | 40.7175 | -73.9998 | 101 | 29 | 1084583 | 1001980126 | Chinatown
1 | DCAS | City Planning Building | 22 Reade St | Manhattan | ï¿½ | [10 empty] | Not Solar-Ready | No | 99,000 GSF | Poor | 15 to 19 years | No | 2020 | 2021-06-14 | 10007 | 40.7142 | -74.0049 | 101 | 31 | 1078613 | 1001540023 | SoHo-TriBeCa-Civic Center-Little Italy
1 | DCAS | Excelsior Building | 137 Centre St | Manhattan | ï¿½ | [10 empty] | Not Solar-Ready | No | 59,000 GSF | Fair | > 20 years | No | 2020 | 2021-06-14 | 10013 | 40.7172 | -74.0007 | 101 | 31 | 1002358 | 1001970017 | SoHo-TriBeCa-Civic Center-Little Italy
1 | DCAS | Health Building | 125 Worth St | Manhattan | ï¿½ | [10 empty] | Not Solar-Ready | No | 406,109 GSF | Fair | 15 to 19 years | No | 2020 | 2021-06-14 | 10013 | 40.7154 | -74.0027 | 101 | 31 | 1001831 | 1001680032 | SoHo-TriBeCa-Civic Center-Little Italy
1 | DCAS | Home Life Building (Space) | 253 Broadway | Manhattan | ï¿½ | [10 empty] | Not Solar-Ready | No | 272,616 GSF | Fair | > 20 years | No | 2020 | 2021-06-14 | 10007 | 40.7133 | -74.0071 | 101 | 21 | 1082757 | 1001347501 | SoHo-TriBeCa-Civic Center-Little Italy
1 | DCAS | Louis J. Lefkowitz Building | 80 Centre St | Manhattan | EJA | [10 empty] | Not Solar-Ready | No | 472,500 GSF | Fair | 15 to 19 years | No | 2020 | 2021-06-14 | 10013 | 40.7154 | -74.0019 | 101 | 29 | 1001830 | 1001660027 | Chinatown
1 | DCAS | Manhattan Civil Court | 111 Centre St | Manhattan | ï¿½ | [10 empty] | Not Solar-Ready | No | 462,260 GSF | Poor | 15 to 19 years | No | 2020 | 2021-06-14 | 10013 | 40.7163 | -74.0013 | 101 | 31 | 1001833 | 1001690010 | SoHo-TriBeCa-Civic Center-Little Italy
1 | DCAS | Manhattan Criminal Court | 100 Centre St | Manhattan | EJA | [10 empty] | Not Solar-Ready | No | 795,700 GSF | Fair | > 20 years | No | 2020 | 2021-06-14 | 10013 | 40.7161 | -74.0014 | 101 | 29 | 1079000 | 1001670001 | Chinatown
1 | DCAS | Manhattan Family Court | 60 Lafayette St | Manhattan | ï¿½ | [10 empty] | Not Solar-Ready | No | 481,000 GSF | Good | 10 to 14 years | No | 2020 | 2021-06-14 | 10013 | 40.7165 | -74.0023 | 101 | 31 | 1001842 | 1001710031 | SoHo-TriBeCa-Civic Center-Little Italy
1 | DCAS | Manhattan Municipal Building | 1 Centre St | Manhattan | EJA | [10 empty] | Not Solar-Ready | No | 1,070,800 GSF | Good | 15 to 19 years | No | 2020 | 2021-06-14 | 10007 | 40.713 | -74.0042 | 101 | 29 | 1001394 | 1001210001 | Chinatown
1 | DCAS | Manhattan Supreme Court | 60 Centre St | Manhattan | EJA | [10 empty] | Not Solar-Ready | No | 322,300 GSF | Poor | 15 to 19 years | No | 2020 | 2021-06-14 | 10007 | 40.7145 | -74.0025 | 101 | 29 | 1085748 | 1001600021 | Chinatown
1 | DCAS | Manhattan Surrogate's Court | 31 Chambers St | Manhattan | ï¿½ | [10 empty] | Not Solar-Ready | No | 212,500 GSF | Fair | 15 to 19 years | No | 2020 | 2021-06-14 | 10007 | 40.7134 | -74.0046 | 101 | 31 | 1001670 | 1001530024 | SoHo-TriBeCa-Civic Center-Little Italy
1 | DCAS | Sun Building | 280 Broadway | Manhattan | ï¿½ | [10 empty] | Not Solar-Ready | No | 242,062 GSF | Good | 15 to 19 years | No | 2020 | 2021-06-14 | 10007 | 40.7144 | -74.0061 | 101 | 31 | 1079215 | 1001530001 | SoHo-TriBeCa-Civic Center-Little Italy
1 | DCAS | Tweed Courthouse | 52 Chambers St | Manhattan | ï¿½ | [10 empty] | Not Solar-Ready | No | 170,131 GSF | Fair | 15 to 19 years | No | 2020 | 2021-06-14 | 10007 | 40.7138 | -74.0056 | 101 | 31 | 1079146 | 1001220001 | SoHo-TriBeCa-Civic Center-Little Italy
1 | DEP | BWSO Manhattan Repair Shop | 30 Pike St | Manhattan | EJA | [10 empty] | Not Solar-Ready | No | 21,713 GSF | Fair | 15 to 19 years | No | 2020 | 2021-06-14 | 10002 | 40.7127 | -73.9925 | 103 | 8 | 1003286 | 1002750028 | Chinatown
1 | DFTA | CPC Open Door Senior Center | 168 Grand St | Manhattan | EJA | [10 empty] | Not Solar-Ready | No | 38,120 GSF | Good | Unknown | No | 2020 | 2021-06-14 | 10013 | 40.7197 | -73.9983 | 102 | 41 | 1075959 | 1004727501 | SoHo-TriBeCa-Civic Center-Little Italy
1 | DOC | Manhattan House Detention, North Tower | 84 Baxter St | Manhattan | EJA | [10 empty] | Not Solar-Ready | No | 236,142 GSF | Between Fair and Poor | > 20 years | No | 2020 | 2021-06-14 | 10013 | 40.7167 | -73.9999 | 101 | 29 | 1002364 | 1001980001 | Chinatown
1 | DOC | Manhattan House Detention, South Tower | 125 White St | Manhattan | EJA | [10 empty] | Not Solar-Ready | No | 514,000 GSF | Between Fair and Poor | > 20 years | No | 2020 | 2021-06-14 | 10013 | 40.7167 | -74.0003 | 101 | 29 | 1088394 | 1001670001 | Chinatown
1 | DOE | M001 | 8 Henry St | Manhattan | EJA | [10 empty] | Not Solar-Ready | No | 87,680 GSF | Between Good and Fair | > 20 years | No | 2020 | 2021-06-14 | 10038 | 40.7128 | -73.9975 | 103 | 27 | 1003375 | 1002790040 | Chinatown
1 | DOE | M002 | 122 Henry St | Manhattan | EJA | [10 empty] | Not Solar-Ready | No | 109,300 GSF | Fair | > 20 years | No | 2020 | 2021-06-14 | 10002 | 40.7133 | -73.9913 | 103 | 6 | 1003248 | 1002730001 | Lower East Side
1 | DOE | M042 | 71 Hester St | Manhattan | EJA | [10 empty] | Not Solar-Ready | No | 74,080 GSF | Fair | > 20 years | No | 2020 | 2021-06-14 | 10002 | 40.7159 | -73.9909 | 103 | 16 | 1003998 | 1003090001 | Chinatown
1 | DOE | M056 | 220 Henry St | Manhattan | EJA | [10 empty] | Not Solar-Ready | No | 153,000 GSF | Fair | > 20 years | No | 2020 | 2021-06-14 | 10002 | 40.7137 | -73.9863 | 103 | 201 | 1003223 | 1002690041 | Lower East Side
1 | DOE | M089 | 201 Warren St | Manhattan | ï¿½ | [10 empty] | Not Solar-Ready | No | 114,125 GSF | Fair | > 20 years | No | 2020 | 2021-06-14 | 10282 | 40.7167 | -74.0135 | 101 | 31703 | 1085568 | 1000160220 | Battery Park City-Lower Manhattan
1 | DOE | M110 | 285 Delancey St | Manhattan | ï¿½ | [10 empty] | Not Solar-Ready | No | 62,480 GSF | Fair | > 20 years | No | 2020 | 2021-06-14 | 10002 | 40.7159 | -73.9799 | 103 | 12 | 1004066 | 1003310140 | Lower East Side
1 | DOE | M124 | 40 Division St | Manhattan | EJA | [10 empty] | Not Solar-Ready | No | 111,725 GSF | Fair | > 20 years | No | 2020 | 2021-06-14 | 10002 | 40.7142 | -73.9951 | 103 | 16 | 1075787 | 1002890001 | Chinatown
1 | DOE | M126 | 80 Catherine St | Manhattan | EJA | [10 empty] | Not Solar-Ready | No | 105,725 GSF | Poor | > 20 years | No | 2020 | 2021-06-14 | 10038 | 40.7107 | -73.9966 | 103 | 25 | 1083357 | 1001110160 | Chinatown
1 | DOE | M130 | 143 Baxter St | Manhattan | EJA | [10 empty] | Not Solar-Ready | No | 95,145 GSF | Fair | > 20 years | No | 2020 | 2021-06-14 | 10013 | 40.7189 | -73.9984 | 102 | 41 | 1003086 | 1002360038 | SoHo-TriBeCa-Civic Center-Little Italy
1 | DOE | M131 | 100 Hester St | Manhattan | EJA | [10 empty] | Not Solar-Ready | No | 180,000 GSF | Between Good and Fair | 5 to 9 years | No | 2020 | 2021-06-14 | 10002 | 40.7166 | -73.9931 | 103 | 16 | 1082489 | 1003010003 | Chinatown
1 | DOE | M134 | 293 East Broadway | Manhattan | EJA | [10 empty] | Not Solar-Ready | No | 104,460 GSF | Between Good and Fair | 10 to 14 years | No | 2020 | 2021-06-14 | 10002 | 40.7146 | -73.9837 | 103 | 202 | 1003736 | 1002880015 | Lower East Side
1 | DOE | M140 | 123 Ridge St | Manhattan | EJA | [10 empty] | Not Solar-Ready | No | 99,481 GSF | Fair | > 20 years | No | 2020 | 2021-06-14 | 10002 | 40.7193 | -73.9831 | 103 | 2201 | 1004091 | 1003440001 | Lower East Side
1 | DOE | M142 | 100 Attorney St | Manhattan | EJA | [10 empty] | Not Solar-Ready | No | 119,519 GSF | Poor | > 20 years | No | 2020 | 2021-06-14 | 10002 | 40.7184 | -73.9845 | 103 | 1402 | 1004080 | 1003430001 | Lower East Side
1 | DOE | M184 | 327 Cherry St | Manhattan | EJA | [10 empty] | Not Solar-Ready | No | 99,700 GSF | Fair | > 20 years | No | 2020 | 2021-06-14 | 10002 | 40.7115 | -73.9865 | 103 | 201 | 1003143 | 1002450007 | Lower East Side
1 | DOE | M234 | 292 Greenwich St | Manhattan | ï¿½ | [10 empty] | Not Solar-Ready | No | 84,903 GSF | Fair | > 20 years | No | 2020 | 2021-06-14 | 10007 | 40.716 | -74.011 | 101 | 21 | 1001533 | 1001420001 | SoHo-TriBeCa-Civic Center-Little Italy
1 | DOE | M445 | 350 Grand St | Manhattan | EJA | [10 empty] | Not Solar-Ready | Yes | 218,000 GSF | Fair | 15 to 19 years | No | 2020 | 2021-06-14 | 10002 | 40.7173 | -73.9896 | 103 | 18 | 1005283 | 1004080030 | Chinatown
1 | DOE | M510 | 198 Forsyth St | Manhattan | EJA | [10 empty] | Not Solar-Ready | No | 91,280 GSF | Fair | > 20 years | No | 2020 | 2021-06-14 | 10002 | 40.7225 | -73.9907 | 103 | 3601 | 1005626 | 1004220072 | Chinatown
1 | DOE | M833 | 100 Trinity Pl | Manhattan | ï¿½ | [10 empty] | Not Solar-Ready | No | 115,125 GSF | Between Fair and Poor | > 20 years | No | 2020 | 2021-06-14 | 10006 | 40.7092 | -74.012 | 101 | 13 | 1001037 | 1000520001 | Battery Park City-Lower Manhattan
1 | DOT | Brooklyn Bridge Security Project Field Office | 15 Frankfort St | Manhattan | ï¿½ | [10 empty] | Not Solar-Ready | No | Unknown | Unknown | Unknown | No | 2020 | 2021-06-14 | 10038 | 40.7109 | -74.0034 | 101 | 1501 |  |  | Battery Park City-Lower Manhattan
1 | DPR | Alfred E. Smith Recreation Center | 86 Catherine St | Manhattan | EJA | [10 empty] | Not Solar-Ready | No | 13,000 GSF | Poor | > 20 years | No | 2020 | 2021-06-14 | 10038 | 40.7106 | -73.9966 | 103 | 25 | 1083357 | 1001110160 | Chinatown
1 | DPR | Battery Park - Garage | 10 Battery Pl | Manhattan | ï¿½ | [10 empty] | Not Solar-Ready | No | 17,739 GSF | Unknown | Unknown | No | 2020 | 2021-06-14 | 10004 | 40.7049 | -74.0157 | 101 | 13 | 1077335 | 1000030001 | Battery Park City-Lower Manhattan
1 | DSNY | Administrative Offices | 44 Beaver St | Manhattan | ï¿½ | [10 empty] | Not Solar-Ready | No | 97,596 GSF | Poor | Unknown | No | 2020 | 2021-06-14 | 10004 | 40.7051 | -74.0108 | 101 | 9 | 1000850 | 1000290073 | Battery Park City-Lower Manhattan
1 | DSNY | Manhattan 3 District Garage | 280-284 South St | Manhattan | EJA | [10 empty] | Not Solar-Ready | Yes | 120,000 GSF | Between Good and Fair | > 20 years | No | 2020 | 2021-06-14 | 10002 | 40.7104 | -73.9872 | 103 | 6 |  |  | Lower East Side
1 | DSNY | Manhattan 3B Garage | 80 Henry St | Manhattan | EJA | [10 empty] | Not Solar-Ready | No | 21,110 GSF | Poor | > 20 years | No | 2020 | 2021-06-14 | 10002 | 40.7131 | -73.9938 | 103 | 8 | 1079607 | 1002750003 | Chinatown
1 | DSNY | Print Shop and Storage | 134 Madison St | Manhattan | EJA | [10 empty] | Not Solar-Ready | No | 33,831 GSF | Poor | > 20 years | No | 2020 | 2021-06-14 | 10002 | 40.7124 | -73.9937 | 103 | 8 | 1079605 | 1002740006 | Chinatown
1 | FDNY | EMS 4 | Pier 36 | Manhattan | EJA | [10 empty] | Not Solar-Ready | No | 12,000 GSF | Poor | 15 to 19 years | No | 2020 | 2021-06-14 | 10002 | 40.7097 | -73.9862 | 103 | 201 | 1000000 | 1002410013 | Lower East Side
1 | FDNY | Engine Co. 33 & Ladder Co. 9 | 42 Great Jones St | Manhattan | ï¿½ | [10 empty] | Not Solar-Ready | No | 12,649 GSF | Unknown | 10 to 14 years | No | 2020 | 2021-06-14 | 10012 | 40.7268 | -73.9926 | 102 | 5502 | 1008526 | 1005310049 | West Village
1 | FDNY | Engine Co. 7 at Ladder Co. 1, Batt. 1 | 100 Duane St | Manhattan | ï¿½ | [10 empty] | Not Solar-Ready | No | 19,381 GSF | Unknown | 10 to 14 years | No | 2020 | 2021-06-14 | 10007 | 40.7155 | -74.0059 | 101 | 33 | 1001647 | 1001500025 | SoHo-TriBeCa-Civic Center-Little Italy
1 | FDNY | Ladder Co. 20 and Medical and BFI Division | 251 Lafayette St | Manhattan | EJA | [10 empty] | Not Solar-Ready | No | 28,866 GSF | Poor | 10 to 14 years | No | 2020 | 2021-06-14 | 10012 | 40.723 | -73.9968 | 102 | 43 | 1007523 | 1004950007 | SoHo-TriBeCa-Civic Center-Little Italy
1 | HHC | Gouverneur Health Care Services | 227 Madison St | Manhattan | EJA | [10 empty] | Not Solar-Ready | No | 335,800 GSF | Poor | 15 to 19 years | No | 2020 | 2021-06-14 | 10002 | 40.7128 | -73.9884 | 103 | 6 | 1003224 | 1002700032 | Lower East Side
1 | HHC | Judson Health Center | 34 Spring St | Manhattan | EJA | [10 empty] | Not Solar-Ready | No | 18,000 GSF | Poor | 15 to 19 years | No | 2020 | 2021-06-14 | 10012 | 40.7217 | -73.9957 | 102 | 41 | 1007180 | 1004800021 | SoHo-TriBeCa-Civic Center-Little Italy
1 | HRA | OCSS Borough Office (Space) (DCAS bldg) | 115 Chrystie St | Manhattan | EJA | [10 empty] | Not Solar-Ready | No | 22,000 GSF | Unknown | Unknown | No | 2020 | 2021-06-14 | 10002 | 40.7186 | -73.9936 | 103 | 18 | 1005645 | 1004230022 | Chinatown
1 | NYPD | 1st Precinct | 16 Ericsson Pl | Manhattan | ï¿½ | [10 empty] | Not Solar-Ready | No | 23,300 GSF | Fair | 15 to 19 years | No | 2020 | 2021-06-14 | 10013 | 40.7204 | -74.0067 | 101 | 33 | 1002168 | 1001900033 | SoHo-TriBeCa-Civic Center-Little Italy
1 | NYPD | 7th Precinct, Engine Co. 15 and Ladder Co. 18, Batt. 4 | 19 - 25 Pitt St | Manhattan | EJA | [10 empty] | Not Solar-Ready | No | 58,685 GSF | Unknown | > 20 years | No | 2020 | 2021-06-14 | 10002 | 40.7162 | -73.9836 | 103 | 12 | 1004078 | 1003420060 | Lower East Side
1 | NYPD | Manhattan South Narcotics Unit | 36 South St | Manhattan | EJA | [10 empty] | Not Solar-Ready | No | 100,000 GSF | Poor | 10 to 14 years | No | 2020 | 2021-06-14 | 10004 | 40.703 | -74.0083 | 101 | 9 | 1079601 | 1002410013 | Battery Park City-Lower Manhattan
1 | NYPL | Battery Park City Branch | 175 North End Ave | Manhattan | ï¿½ | [10 empty] | Not Solar-Ready | No | 10,000 GSF | Unknown | Unknown | No | 2020 | 2021-06-14 | 10282 | 40.7157 | -74.0155 | 101 | 31703 | 1087518 | 1000167516 | Battery Park City-Lower Manhattan
1 | NYPL | Seward Park Branch Library | 192 East Broadway | Manhattan | ï¿½ | [10 empty] | Not Solar-Ready | No | 19,681 GSF | Fair | > 20 years | No | 2020 | 2021-06-14 | 10002 | 40.7142 | -73.9887 | 103 | 1401 | 1004053 | 1003110031 | Lower East Side
2 | DCAS | Manhattan Appellate Court | 27 Madison Ave | Manhattan | EJA | [10 empty] | Not Solar-Ready | No | 54,300 GSF | Fair | 15 to 19 years | No | 2020 | 2021-06-14 | 10010 | 40.7422 | -73.9868 | 105 | 56 | 1016743 | 1008550001 | Hudson Yards-Chelsea-Flatiron-Union Square
2 | DCLA | The Public Theater | 425 Lafayette St | Manhattan | ï¿½ | [10 empty] | Not Solar-Ready | No | 61,420 GSF | Good | Unknown | No | 2020 | 2021-06-14 | 10003 | 40.7289 | -73.9922 | 102 | 57 | 1008774 | 1005440016 | West Village
2 | DHS | George Daly House Residence | 269 East 4th St | Manhattan | EJA | [10 empty] | Not Solar-Ready | No | 50,478 GSF | Good | < 2 years | No | 2020 | 2021-06-14 | 10009 | 40.7229 | -73.9816 | 103 | 2601 | 1004651 | 1003870049 | Lower East Side
2 | DHS | Shelter | 282 East 3rd St | Manhattan | ï¿½ | [10 empty] | Not Solar-Ready | No | 23,530 GSF | Unknown | Unknown | No | 2020 | 2021-06-14 | 10009 | 40.7214 | -73.9801 | 103 | 2202 | 1004357 | 1003720014 | Lower East Side
2 | DHS | Sirovich Senior SRO | 331-37 East 12 St | Manhattan | ï¿½ | [10 empty] | Not Solar-Ready | No | 63,335 GSF | Unknown | Unknown | No | 2020 | 2021-06-14 | 10003 | 40.7307 | -73.985 | 103 | 40 | 1006502 | 1004540052 | East Village
2 | DOE | M015 | 333 East 4 St | Manhattan | EJA | [10 empty] | Not Solar-Ready | No | 60,000 GSF | Between Good and Fair | 10 to 14 years | No | 2020 | 2021-06-14 | 10009 | 40.7218 | -73.979 | 103 | 2601 | 1004415 | 1003740020 | Lower East Side
2 | DOE | M019 | 185 1st Ave | Manhattan | ï¿½ | [10 empty] | Not Solar-Ready | No | 84,125 GSF | Poor | > 20 years | No | 2020 | 2021-06-14 | 10003 | 40.7296 | -73.9838 | 103 | 40 | 1006478 | 1004530034 | East Village
2 | DOE | M034 | 730 East 12 St | Manhattan | EJA | [10 empty] | Not Solar-Ready | No | 66,080 GSF | Fair | > 20 years | No | 2020 | 2021-06-14 | 10009 | 40.7265 | -73.9752 | 103 | 28 | 1004564 | 1003810038 | Lower East Side
2 | DOE | M040 | 319 East 19 St | Manhattan | ï¿½ | [10 empty] | Not Solar-Ready | No | 114,125 GSF | Between Good and Fair | 10 to 14 years | No | 2020 | 2021-06-14 | 10003 | 40.735 | -73.9817 | 106 | 64 | 1020513 | 1009250012 | Gramercy
2 | DOE | M047 | 223 East 23 St | Manhattan | ï¿½ | [10 empty] | Not Solar-Ready | No | 141,660 GSF | Fair | > 20 years | No | 2020 | 2021-06-14 | 10010 | 40.7385 | -73.9825 | 106 | 64 | 1019775 | 1009040024 | Gramercy
2 | DOE | M061 | 610 East 12 St | Manhattan | EJA | [10 empty] | Not Solar-Ready | No | 90,080 GSF | Fair | > 20 years | No | 2020 | 2021-06-14 | 10009 | 40.7279 | -73.9785 | 103 | 28 | 1079053 | 1003940012 | Lower East Side
2 | DOE | M063 | 121 East 3 St | Manhattan | ï¿½ | [10 empty] | Not Solar-Ready | No | 85,000 GSF | Between Good and Fair | 2 to 4 years | No | 2020 | 2021-06-14 | 10009 | 40.7241 | -73.9864 | 103 | 32 | 1005760 | 1004310014 | East Village
2 | DOE | M097 | 525 East Houston St | Manhattan | EJA | [10 empty] | Not Solar-Ready | No | 85,300 GSF | Fair | > 20 years | No | 2020 | 2021-06-14 | 10002 | 40.719 | -73.9759 | 103 | 1002 | 1004062 | 1003250025 | Lower East Side
2 | DOE | M104 | 330 East 21 St | Manhattan | ï¿½ | [10 empty] | Not Solar-Ready | No | 146,575 GSF | Poor | > 20 years | No | 2020 | 2021-06-14 | 10010 | 40.7361 | -73.9807 | 106 | 64 | 1081671 | 1009260001 | Gramercy
2 | DOE | M116 | 210 East 33 St | Manhattan | EJA | [10 empty] | Not Solar-Ready | No | 62,000 GSF | Between Fair and Poor | 15 to 19 years | No | 2020 | 2021-06-14 | 10016 | 40.7448 | -73.9781 | 106 | 70 | 1020080 | 1009130007 | Murray Hill-Kips Bay
2 | DOE | M188 | 442 East Houston St | Manhattan | EJA | [10 empty] | Not Solar-Ready | No | 135,000 GSF | Poor | Unknown | No | 2020 | 2021-06-14 | 10002 | 40.7196 | -73.9779 | 103 | 20 | 1004349 | 1003560100 | Lower East Side
2 | DOE | M460 | 40 Irving Pl | Manhattan | ï¿½ | [10 empty] | Not Solar-Ready | No | 450,200 GSF | Under Construction | Under Construction | No | 2020 | 2021-06-14 | 10003 | 40.7355 | -73.9877 | 106 | 50 | 1017828 | 1008720057 | Gramercy
2 | DOE | M475 | 345 E. 15 St | Manhattan | ï¿½ | [10 empty] | Not Solar-Ready | No | 218,562 GSF | Poor | > 20 years | No | 2020 | 2021-06-14 | 10003 | 40.7324 | -73.983 | 106 | 48 | 1020419 | 1009220008 | Gramercy
2 | DOE | M620 | 111 E. 33 St | Manhattan | EJA | [10 empty] | Not Solar-Ready | No | 314,952 GSF | Between Fair and Poor | > 20 years | No | 2020 | 2021-06-14 | 10016 | 40.7462 | -73.9812 | 105 | 72 | 1087537 | 1008897501 | Murray Hill-Kips Bay
2 | DOE | M660 | 127 E. 22 St | Manhattan | ï¿½ | [10 empty] | Not Solar-Ready | No | 81,560 GSF | Fair | > 20 years | No | 2020 | 2021-06-14 | 10010 | 40.739 | -73.9855 | 105 | 68 | 1018014 | 1008780016 | Gramercy
2 | DOE | M661 | 240 2nd Ave | Manhattan | ï¿½ | [10 empty] | Not Solar-Ready | No | 55,260 GSF | Fair | 10 to 14 years | No | 2020 | 2021-06-14 | 10003 | 40.7327 | -73.9847 | 106 | 48 | 1020416 | 1009210064 | Gramercy
2 | DOE | M751 | 113 E 4th St | Manhattan | ï¿½ | [10 empty] | Not Solar-Ready | No | 49,260 GSF | Fair | > 20 years | No | 2020 | 2021-06-14 | 10003 | 40.7256 | -73.9881 | 103 | 38 | 1006208 | 1004460020 | East Village
2 | DOHMH | Public Health Laboratory | 455 1st Ave | Manhattan | EJA | [10 empty] | Not Solar-Ready | No | 324,505 GSF | Poor | 15 to 19 years | No | 2020 | 2021-06-14 | 10016 | 40.7392 | -73.9769 | 106 | 66 | 1020610 | 1009320017 | Murray Hill-Kips Bay
2 | DPR | Hamilton Fish Recreation Center | 128 Pitt St | Manhattan | EJA | [10 empty] | Not Solar-Ready | No | 12,900 GSF | Poor | > 20 years | No | 2020 | 2021-06-14 | 10002 | 40.7199 | -73.9817 | 103 | 2201 | 1081934 | 1003400001 | Lower East Side
2 | HHC | Roberto Clemente Clinic | 538 East 13th St | Manhattan | EJA | [10 empty] | Not Solar-Ready | No | 11,000 GSF | Poor | 10 to 14 years | No | 2020 | 2021-06-14 | 10009 | 40.7292 | -73.9796 | 103 | 34 | 1005213 | 1004060024 | East Village
2 | NYPD | 13th Precinct | 230 East 21st St | Manhattan | ï¿½ | [10 empty] | Not Solar-Ready | No | 313,625 GSF | Good | 10 to 14 years | No | 2020 | 2021-06-14 | 10010 | 40.7372 | -73.9833 | 106 | 64 | 1019613 | 1009010006 | Gramercy
2 | NYPD | 350 2nd Ave - NYPD (Space) | 350 2nd Ave | Manhattan | ï¿½ | [10 empty] | Not Solar-Ready | No | 177,800 GSF | Unknown | Unknown | No | 2020 | 2021-06-14 | 10010 | 40.7363 | -73.9821 | 106 | 64 | 1081671 | 1009260001 | Gramercy
2 | NYPD | 9th Precinct | 321 East 5th St | Manhattan | ï¿½ | [10 empty] | Not Solar-Ready | No | 42,235 GSF | Between Fair and Poor | 5 to 9 years | No | 2020 | 2021-06-14 | 10003 | 40.7265 | -73.9883 | 103 | 38 | 1006254 | 1004470047 | East Village
2 | NYPD | Police Service Area 4 | 130 Avenue C | Manhattan | ï¿½ | [10 empty] | Not Solar-Ready | No | 49,770 GSF | Between Good and Fair | Unknown | No | 2020 | 2021-06-14 | 10009 | 40.7249 | -73.9783 | 103 | 2602 | 1075834 | 1003780001 | Lower East Side
2 | NYPD | Property Clerk and Youth Aid | 34 East 12th St | Manhattan | ï¿½ | [10 empty] | Not Solar-Ready | No | 41,490 GSF | Poor | Unknown | No | 2020 | 2021-06-14 | 10003 | 40.7338 | -73.9925 | 102 | 61 | 1009128 | 1005630019 | West Village
2 | NYPL | Epiphany Branch Library | 228 East 23rd St | Manhattan | ï¿½ | [10 empty] | Not Solar-Ready | No | 16,218 GSF | Fair | 15 to 19 years | No | 2020 | 2021-06-14 | 10010 | 40.7385 | -73.9824 | 106 | 64 | 1019661 | 1009030046 | Gramercy
2 | NYPL | Tompkins Square Branch Library | 331 East 10th St | Manhattan | ï¿½ | [10 empty] | Not Solar-Ready | No | 14,703 GSF | Fair | 15 to 19 years | No | 2020 | 2021-06-14 | 10009 | 40.7272 | -73.9807 | 103 | 34 | 1005147 | 1004040039 | East Village
3 | DCAS | 641 Washington St | 641 Washington St | Manhattan | ï¿½ | [10 empty] | Not Solar-Ready | No | 553,000 GSF | Unknown | Unknown | No | 2020 | 2021-06-14 | 10014 | 40.7323 | -74.0087 | 102 | 69 | 1010421 | 1006040033 | West Village
3 | DCAS | Midtown Community Court | 314 West 54th St | Manhattan | ï¿½ | [10 empty] | Not Solar-Ready | No | 39,150 GSF | Between Good and Fair | 10 to 14 years | No | 2020 | 2021-06-14 | 10019 | 40.7651 | -73.985 | 104 | 133 | 1025397 | 1010440022 | Clinton
3 | DOE | M003 | 490 Hudson St | Manhattan | ï¿½ | [10 empty] | Not Solar-Ready | No | 121,280 GSF | Fair | > 20 years | No | 2020 | 2021-06-14 | 10014 | 40.7326 | -74.0065 | 102 | 73 | 1009872 | 1005850041 | West Village
3 | DOE | M011 | 320 West 21 St | Manhattan | ï¿½ | [10 empty] | Not Solar-Ready | No | 96,000 GSF | Between Good and Fair | > 20 years | No | 2020 | 2021-06-14 | 10011 | 40.7443 | -74.0003 | 104 | 89 | 1013260 | 1007440024 | Hudson Yards-Chelsea-Flatiron-Union Square
3 | DOE | M017 | 328 West 48 St | Manhattan | ï¿½ | [10 empty] | Not Solar-Ready | No | 121,300 GSF | Fair | 10 to 14 years | No | 2020 | 2021-06-14 | 10036 | 40.7614 | -73.988 | 104 | 127 | 1025092 | 1010380014 | Clinton
3 | DOE | M033 | 281 9th Ave | Manhattan | EJA | [10 empty] | Not Solar-Ready | No | 83,100 GSF | Between Good and Fair | 10 to 14 years | No | 2020 | 2021-06-14 | 10001 | 40.749 | -73.9995 | 104 | 97 | 1012829 | 1007240023 | Hudson Yards-Chelsea-Flatiron-Union Square
3 | DOE | M041 | 116 West 11 St | Manhattan | ï¿½ | [10 empty] | Not Solar-Ready | No | 97,300 GSF | Fair | > 20 years | No | 2020 | 2021-06-14 | 10011 | 40.7357 | -73.999 | 102 | 71 | 1010543 | 1006060049 | West Village
3 | DOE | M051 | 520 W. 44 St | Manhattan | ï¿½ | [10 empty] | Not Solar-Ready | No | 108,597 GSF | Poor | Unknown | No | 2020 | 2021-06-14 | 10036 | 40.7614 | -73.9958 | 104 | 129 | 1026931 | 1010720045 | Clinton
3 | DOE | M111 | 440 West 53 St | Manhattan | EJA | [10 empty] | Not Solar-Ready | No | 108,080 GSF | Poor | > 20 years | No | 2020 | 2021-06-14 | 10019 | 40.7659 | -73.9888 | 104 | 133 | 1026740 | 1010620003 | Clinton
3 | DOE | M440 | 351 West 18 St | Manhattan | ï¿½ | [10 empty] | Not Solar-Ready | No | 265,000 GSF | Poor | > 20 years | No | 2020 | 2021-06-14 | 10011 | 40.7429 | -74.0021 | 104 | 89 | 1013096 | 1007420007 | Hudson Yards-Chelsea-Flatiron-Union Square
3 | DOE | M451 | 250 West 18 St | Manhattan | EJA | [10 empty] | Not Solar-Ready | No | 48,953 GSF | Between Fair and Poor | > 20 years | No | 2020 | 2021-06-14 | 10011 | 40.7417 | -73.9993 | 104 | 81 | 1013858 | 1007670068 | Hudson Yards-Chelsea-Flatiron-Union Square
3 | DOE | M535 | 525 W. 50 St | Manhattan | ï¿½ | [10 empty] | Not Solar-Ready | No | 517,274 GSF | Fair | > 20 years | No | 2020 | 2021-06-14 | 10019 | 40.7652 | -73.993 | 104 | 135 | 1083802 | 1010790029 | Clinton
3 | DOE | M600 | 225 W. 24 St | Manhattan | ï¿½ | [10 empty] | Not Solar-Ready | No | 288,000 GSF | Fair | 10 to 14 years | No | 2020 | 2021-06-14 | 10011 | 40.7452 | -73.9961 | 104 | 91 | 1014174 | 1007740019 | Hudson Yards-Chelsea-Flatiron-Union Square
3 | DOE | M615 | 131 Avenue of Americas | Manhattan | ï¿½ | [10 empty] | Not Solar-Ready | No | 119,645 GSF | Fair | 10 to 14 years | No | 2020 | 2021-06-14 | 10013 | 40.7244 | -74.0046 | 102 | 37 | 1007378 | 1004910016 | SoHo-TriBeCa-Civic Center-Little Italy
3 | DOE | M641 | 16 Clarkson St | Manhattan | ï¿½ | [10 empty] | Not Solar-Ready | Yes | 109,000 GSF | Between Good and Fair | 10 to 14 years | No | 2020 | 2021-06-14 | 10014 | 40.7294 | -74.0061 | 102 | 67 | 1009757 | 1005810054 | West Village
3 | DOE | M834 | 448 West 56 St | Manhattan | ï¿½ | [10 empty] | Not Solar-Ready | No | 73,500 GSF | Poor | 15 to 19 years | No | 2020 | 2021-06-14 | 10019 | 40.7678 | -73.9876 | 104 | 139 | 1026841 | 1010650001 | Clinton
3 | DOE | M933 | 425 West 33rd St | Manhattan | ï¿½ | [10 empty] | Not Solar-Ready | No | 164,790 GSF | Fair | > 20 years | No | 2020 | 2021-06-14 | 10001 | 40.7531 | -73.9976 | 104 | 103 | 1012851 | 1007310054 | Hudson Yards-Chelsea-Flatiron-Union Square
3 | DOHMH | Chelsea Health Center | 303 9th Ave | Manhattan | EJA | [10 empty] | Not Solar-Ready | No | 27,985 GSF | Unknown | 10 to 14 years | No | 2020 | 2021-06-14 | 10001 | 40.7494 | -73.9993 | 104 | 97 | 1012830 | 1007240082 | Hudson Yards-Chelsea-Flatiron-Union Square
3 | DPR | Chelsea Recreation Center | 430 West 25th St | Manhattan | ï¿½ | [10 empty] | Not Solar-Ready | No | 54,000 GSF | Between Good and Fair | 5 to 9 years | Existing Green Roof, Planned Green Roof | 2020 | 2021-06-14 | 10001 | 40.7483 | -74.0016 | 104 | 93 | 1012811 | 1007220057 | Hudson Yards-Chelsea-Flatiron-Union Square
3 | DSNY | Manhattan Borough Repair Shop | 640 West 26th St | Manhattan | ï¿½ | [10 empty] | Not Solar-Ready | No | 205,000 GSF | Poor | > 20 years | No | 2020 | 2021-06-14 | 10001 | 40.7512 | -74.0066 | 104 | 99 | 1012267 | 1006700050 | Hudson Yards-Chelsea-Flatiron-Union Square
3 | FDNY | Engine Co. 1 and Ladder Co. 24 | 142 West 31st St | Manhattan | ï¿½ | [10 empty] | Not Solar-Ready | No | 11,326 GSF | Unknown | > 20 years | No | 2020 | 2021-06-14 | 10001 | 40.7484 | -73.9904 | 105 | 101 | 1015173 | 1008060066 | Midtown-Midtown South
3 | FDNY | Engine Co. 3 at Ladder Co. 12, Batt. 7 | 146 West 19th St | Manhattan | ï¿½ | [10 empty] | Not Solar-Ready | No | 17,586 GSF | Unknown | 10 to 14 years | No | 2020 | 2021-06-14 | 10011 | 40.741 | -73.996 | 104 | 87 | 1014723 | 1007940064 | Hudson Yards-Chelsea-Flatiron-Union Square
3 | FDNY | FDNY Museum | 278 Spring St | Manhattan | ï¿½ | [10 empty] | Not Solar-Ready | No | 14,901 GSF | Fair | 15 to 19 years | No | 2020 | 2021-06-14 | 10013 | 40.7258 | -74.0069 | 102 | 37 | 1009739 | 1005790011 | SoHo-TriBeCa-Civic Center-Little Italy
3 | FDNY | Marine Co. 1 | 2 Bloomfield St | Manhattan | ï¿½ | [10 empty] | Not Solar-Ready | No | Unknown | Good | Unknown | No | 2020 | 2021-06-14 | 10014 | 40.7405 | -74.01 | 102 | 79 | 1000000 | 1006510001 | West Village
3 | FIT | Alumni Hall | 210 West 27th St | Manhattan | ï¿½ | [10 empty] | Not Solar-Ready | No | 149,614 GSF | Poor | 15 to 19 years | No | 2020 | 2021-06-14 | 10001 | 40.7469 | -73.9945 | 105 | 95 | 1088614 | 1007760033 | Midtown-Midtown South
3 | FIT | Bldg B, Business and Liberal Arts Center | 227 West 27th St | Manhattan | ï¿½ | [10 empty] | Not Solar-Ready | No | 197,000 GSF | Poor | > 20 years | No | 2020 | 2021-06-14 | 10001 | 40.7471 | -73.995 | 105 | 95 | 1014251 | 1007770018 | Midtown-Midtown South
3 | FIT | Bldg C, Marvin Feldman Center | 207 West 27th St | Manhattan | ï¿½ | [10 empty] | Not Solar-Ready | No | 316,300 GSF | Poor | > 20 years | No | 2020 | 2021-06-14 | 10001 | 40.7467 | -73.994 | 105 | 95 | 1014251 | 1007770018 | Midtown-Midtown South
3 | FIT | Bldg D, Fred P. Pomerantz Art and Design Center | 300 7th Ave | Manhattan | ï¿½ | [10 empty] | Not Solar-Ready | No | 233,167 GSF | Poor | > 20 years | No | 2020 | 2021-06-14 | 10001 | 40.7467 | -73.9938 | 105 | 95 | 1014252 | 1007770037 | Midtown-Midtown South
3 | FIT | Coed Hall | 230 West 27th St | Manhattan | ï¿½ | [10 empty] | Not Solar-Ready | No | 13,183 GSF | Fair | 15 to 19 years | No | 2020 | 2021-06-14 | 10001 | 40.7472 | -73.9952 | 105 | 95 | 1014237 | 1007760055 | Midtown-Midtown South
3 | FIT | Nagler Hall | 220 West 27th St | Manhattan | ï¿½ | [10 empty] | Not Solar-Ready | No | 65,240 GSF | Fair | 15 to 19 years | No | 2020 | 2021-06-14 | 10001 | 40.7471 | -73.995 | 105 | 95 | 1083088 | 1007760047 | Midtown-Midtown South
3 | FIT | SUNY Fashion Institute of Technology (FIT) | 227 West 27th St | Manhattan | ï¿½ | [10 empty] | Not Solar-Ready | No | 110,000 GSF | Unknown | Unknown | No | 2020 | 2021-06-14 | 10001 | 40.7471 | -73.995 | 105 | 95 | 1014251 | 1007770018 | Midtown-Midtown South
3 | NYPD | 10th Precinct | 230 West 20th St | Manhattan | ï¿½ | [10 empty] | Not Solar-Ready | No | 20,110 GSF | Poor | > 20 years | No | 2020 | 2021-06-14 | 10011 | 40.7427 | -73.9981 | 104 | 87 | 1013994 | 1007690055 | Hudson Yards-Chelsea-Flatiron-Union Square
3 | NYPD | 14th Precinct (Midtown South) | 357 West 35th St | Manhattan | ï¿½ | [10 empty] | Not Solar-Ready | No | 40,107 GSF | Fair | 15 to 19 years | No | 2020 | 2021-06-14 | 10001 | 40.7535 | -73.9945 | 104 | 111 | 1013564 | 1007590008 | Hudson Yards-Chelsea-Flatiron-Union Square
3 | NYPD | 18th Precinct (Midtown North) | 306 West 54th St | Manhattan | ï¿½ | [10 empty] | Not Solar-Ready | No | 30,000 GSF | Poor | 10 to 14 years | No | 2020 | 2021-06-14 | 10019 | 40.765 | -73.9848 | 104 | 133 | 1082822 | 1010440038 | Clinton
3 | NYPD | 20th Precinct | 120 West 82nd St | Manhattan | EJA | [10 empty] | Not Solar-Ready | No | 28,000 GSF | Unknown | > 20 years | No | 2020 | 2021-06-14 | 10024 | 40.7842 | -73.9749 | 107 | 165 | 1032028 | 1012120038 | Upper West Side
3 | NYPD | 6th Precinct | 233 West 10th St | Manhattan | ï¿½ | [10 empty] | Not Solar-Ready | No | 30,489 GSF | Poor | 10 to 14 years | No | 2020 | 2021-06-14 | 10014 | 40.7339 | -74.0054 | 102 | 73 | 1011192 | 1006200033 | West Village
3 | NYPD | Parking Enforcement Division | 134 West 30th St | Manhattan | ï¿½ | [10 empty] | Not Solar-Ready | No | 36,702 GSF | Between Good and Fair | 10 to 14 years | No | 2020 | 2021-06-14 | 10001 | 40.7477 | -73.9907 | 105 | 95 | 1015151 | 1008050082 | Midtown-Midtown South
3 | NYPD | Pier 76 Tow Pound | 1 Pier 76 | Manhattan | ï¿½ | [10 empty] | Not Solar-Ready | No | 393,040 GSF | Poor | > 20 years | No | 2020 | 2021-06-14 | 10018 | 40.7585 | -74.0049 | 104 | 99 | 1000000 | 1006650010 | Hudson Yards-Chelsea-Flatiron-Union Square
3 | NYPD | Pier 76 Tow Pound | 1 Pier 76 | Manhattan | ï¿½ | [10 empty] | Not Solar-Ready | No | 393,040 GSF | Poor | > 20 years | No | 2020 | 2021-06-14 | 10018 | 40.7585 | -74.0049 | 104 | 99 | 1000000 | 1006650010 | Hudson Yards-Chelsea-Flatiron-Union Square
3 | NYPL | Columbus Branch Library | 742 10th Ave | Manhattan | ï¿½ | [10 empty] | Not Solar-Ready | No | 11,554 GSF | Poor | 15 to 19 years | No | 2020 | 2021-06-14 | 10019 | 40.765 | -73.9915 | 104 | 133 | 1026706 | 1010600063 | Clinton
3 | NYPL | Hudson Park Branch Library | 66 Leroy St | Manhattan | ï¿½ | [10 empty] | Not Solar-Ready | No | 17,565 GSF | Unknown | 15 to 19 years | No | 2020 | 2021-06-14 | 10014 | 40.7302 | -74.0052 | 102 | 67 | 1009760 | 1005820018 | West Village
3 | NYPL | Jefferson Market Branch Library | 425 6th Ave | Manhattan | ï¿½ | [10 empty] | Not Solar-Ready | No | 20,735 GSF | Between Fair and Poor | > 20 years | No | 2020 | 2021-06-14 | 10011 | 40.7343 | -73.9991 | 102 | 71 | 1082668 | 1006060001 | West Village
4 | DCLA | Metropolitan Museum of Art Offices | 6 East 82nd St | Manhattan | ï¿½ | [10 empty] | Not Solar-Ready | No | 13,457 GSF | Between Fair and Poor | > 20 years | No | 2020 | 2021-06-14 | 10028 | 40.7788 | -73.9619 | 108 | 142 | 1046688 | 1014930166 | Upper East Side-Carnegie Hill
4 | DEP | Shaft 18 Main Building | 1250 Broadway | Manhattan | EJA | [10 empty] | Not Solar-Ready | No | 24,000 GSF | Unknown | > 20 years | No | 2020 | 2021-06-14 | 10001 | 40.7476 | -73.988 | 105 | 76 | 1015805 | 1008330011 | Midtown-Midtown South
4 | DHS | Bellevue Men's Shelter | 400 East 30th St | Manhattan | EJA | [10 empty] | Not Solar-Ready | No | 480,000 GSF | Fair | > 20 years | No | 2020 | 2021-06-14 | 10016 | 40.7411 | -73.975 | 106 | 62 | 1087298 | 1009620097 | Murray Hill-Kips Bay
4 | DHS | New Providence SRO (Single Room Occupancy) Residence | 225 East 45th St | Manhattan | ï¿½ | [10 empty] | Not Solar-Ready | No | 32,221 GSF | Unknown | Unknown | No | 2020 | 2021-06-14 | 10017 | 40.7524 | -73.9723 | 106 | 90 | 1037587 | 1013190011 | Turtle Bay-East Midtown
4 | DOE | M169 | 110 East 88 St | Manhattan | ï¿½ | [10 empty] | Not Solar-Ready | No | 74,480 GSF | Fair | > 20 years | No | 2020 | 2021-06-14 | 10128 | 40.7812 | -73.9557 | 108 | 14802 | 1048043 | 1015167502 | Upper East Side-Carnegie Hill
4 | DOE | M486 | 120 W.46 St | Manhattan | EJA | [10 empty] | Not Solar-Ready | No | 62,180 GSF | Fair | > 20 years | No | 2020 | 2021-06-14 | 10036 | 40.7577 | -73.9831 | 105 | 119 | 1069583 | 1009980041 | Midtown-Midtown South
4 | DOE | M630 | 1075 Second Ave | Manhattan | ï¿½ | [10 empty] | Not Solar-Ready | No | 632,828 GSF | Fair | > 20 years | No | 2020 | 2021-06-14 | 10022 | 40.7591 | -73.9655 | 106 | 108 | 1090233 | 1013307502 | Turtle Bay-East Midtown
4 | DPR | Asser Levy Recreation Center and Pool | East 23rd St at FDR Dr | Manhattan | EJA | [10 empty] | Not Solar-Ready | No | 19,806 GSF | Fair | > 20 years | Planned Green Roof | 2020 | 2021-06-14
4 | DPR | Delacorte Theatre | West Dr at 79th St Transverse | Manhattan | EJA | [10 empty] | Not Solar-Ready | No | 16,962 GSF | Fair | Unknown | No | 2020 | 2021-06-14
4 | FDNY | Engine Co. 39, Ladder Co. 16 | 157 East 67th St | Manhattan | ï¿½ | [10 empty] | Not Solar-Ready | No | 12,960 GSF | Unknown | 10 to 14 years | No | 2020 | 2021-06-14 | 10065 | 40.767 | -73.9639 | 108 | 120 | 1072190 | 1014020029 | Upper East Side-Carnegie Hill
4 | FDNY | Engine Co. 39, Ladder Co. 16 and 19th Precinct Campus | 158 East 67th St | Manhattan | ï¿½ | [10 empty] | Not Solar-Ready | No | 37,286 GSF | Unknown | Unknown | No | 2020 | 2021-06-14 | 10065 | 40.7669 | -73.9638 | 108 | 120 |  |  | Upper East Side-Carnegie Hill
4 | HHC | Ambulatory Care Building | 462 1st Ave | Manhattan | EJA | [10 empty] | Not Solar-Ready | No | 192,559 GSF | Poor | 10 to 14 years | No | 2020 | 2021-06-14 | 10016 | 40.7392 | -73.9769 | 106 | 62 | 1086515 | 1009620100 | Murray Hill-Kips Bay
4 | NYPD | 19th Precinct | 153 East 67th St | Manhattan | ï¿½ | [10 empty] | Not Solar-Ready | No | 24,326 GSF | Between Fair and Poor | 5 to 9 years | No | 2020 | 2021-06-14 | 10065 | 40.767 | -73.9639 | 108 | 120 | 1042471 | 1014020025 | Upper East Side-Carnegie Hill
4 | NYPL | Mid-Manhattan Library | 455 5th Ave | Manhattan | ï¿½ | [10 empty] | Not Solar-Ready | No | 146,157 GSF | Good | 10 to 14 years | No | 2020 | 2021-06-14 | 10016 | 40.752 | -73.982 | 105 | 82 | 1017602 | 1008690074 | Murray Hill-Kips Bay
4 | NYPL | Yorkville Branch Library | 222 East 79th St | Manhattan | ï¿½ | [10 empty] | Not Solar-Ready | No | 13,112 GSF | Fair | > 20 years | No | 2020 | 2021-06-14 | 10075 | 40.774 | -73.9566 | 108 | 134 | 1044180 | 1014330037 | Lenox Hill-Roosevelt Island
4 | OCME | Chief Medical Examiners Building | 520 1st Ave | Manhattan | EJA | [10 empty] | Not Solar-Ready | No | 90,456 GSF | Poor | > 20 years | No | 2020 | 2021-06-14 | 10016 | 40.7415 | -73.9752 | 106 | 62 | 1022053 | 1009620001 | Murray Hill-Kips Bay
4 | OCME | OCME Center for Forensic Sciences | 421 East 26th St | Manhattan | EJA | [10 empty] | Not Solar-Ready | No | 330,000 GSF | Good | 10 to 14 years | No | 2020 | 2021-06-14 | 10016 | 40.7386 | -73.9766 | 106 | 62 | 1087242 | 1009620100 | Murray Hill-Kips Bay
5 | DOE | M066 | 421 East 88 St | Manhattan | ï¿½ | [10 empty] | Not Solar-Ready | No | 69,680 GSF | Fair | > 20 years | No | 2020 | 2021-06-14 | 10128 | 40.7779 | -73.9478 | 108 | 14402 | 1050618 | 1015680008 | Yorkville
5 | DOE | M151 | 1763 1st Ave | Manhattan | ï¿½ | [10 empty] | Not Solar-Ready | No | 78,595 GSF | Between Good and Fair | 10 to 14 years | No | 2020 | 2021-06-14 | 10128 | 40.7803 | -73.9469 | 108 | 154 | 1087665 | 1015540023 | Yorkville
5 | DOE | M190 | 311 East 82 St | Manhattan | ï¿½ | [10 empty] | Not Solar-Ready | No | 50,700 GSF | Fair | > 20 years | No | 2020 | 2021-06-14 | 10028 | 40.7751 | -73.9531 | 108 | 138 | 1049876 | 1015450005 | Yorkville
5 | DOE | M198 | 1700 3rd Ave | Manhattan | ï¿½ | [10 empty] | Not Solar-Ready | No | 109,325 GSF | Between Fair and Poor | > 20 years | No | 2020 | 2021-06-14 | 10128 | 40.7848 | -73.9496 | 108 | 15801 | 1048492 | 1015240023 | Upper East Side-Carnegie Hill
5 | DOE | M480 | 317 E. 67 St | Manhattan | ï¿½ | [10 empty] | Not Solar-Ready | No | 361,820 GSF | Poor | > 20 years | No | 2020 | 2021-06-14 | 10065 | 40.7654 | -73.9601 | 108 | 118 | 1083343 | 1014420001 | Lenox Hill-Roosevelt Island
5 | DOE | M645 | 320 East 96 St | Manhattan | ï¿½ | [10 empty] | Not Solar-Ready | No | 94,000 GSF | Good | 5 to 9 years | No | 2020 | 2021-06-14 | 10128 | 40.7836 | -73.9456 | 108 | 15601 | 1050338 | 1015580034 | Yorkville
5 | DOT | Queensborough Bridge Ramp | 1120-1138 2nd Ave | Manhattan | ï¿½ | [10 empty] | Not Solar-Ready | No | 52,100 GSF | Unknown | Unknown | No | 2020 | 2021-06-14 | 10022 | 40.7607 | -73.9643 | 108 | 110 | 1000000 | 1014340001 | Lenox Hill-Roosevelt Island
5 | DPR | Asphalt Green Recreation Facility | 1750 York Ave | Manhattan | ï¿½ | [10 empty] | Not Solar-Ready | No | 56,000 GSF | Fair | > 20 years | No | 2020 | 2021-06-14 | 10128 | 40.7794 | -73.9446 | 108 | 152 | 1085696 | 1015870001 | Yorkville
5 | DPR | Gracie Mansion | 97 East End Ave | Manhattan | ï¿½ | [10 empty] | Not Solar-Ready | No | 15,000 GSF | Fair | 15 to 19 years | No | 2020 | 2021-06-14 | 10028 | 40.7735 | -73.9458 | 108 | 136 | 1076334 | 1015920001 | Yorkville
5 | DPR | John Jay Park, Pool and Comfort Station | East 76th St at FDR Dr | Manhattan | ï¿½ | [10 empty] | Not Solar-Ready | No | 10,800 GSF | Poor | > 20 years | No | 2020 | 2021-06-14
5 | NYPL | 67th Street Branch Library | 328 East 67th St | Manhattan | ï¿½ | [10 empty] | Not Solar-Ready | No | 13,788 GSF | Poor | 15 to 19 years | No | 2020 | 2021-06-14 | 10065 | 40.7653 | -73.9599 | 108 | 118 | 1044749 | 1014410038 | Lenox Hill-Roosevelt Island
5 | NYPL | Webster Branch Library | 1465 York Ave | Manhattan | ï¿½ | [10 empty] | Not Solar-Ready | No | 11,801 GSF | Fair | > 20 years | No | 2020 | 2021-06-14 | 10075 | 40.7705 | -73.9511 | 108 | 132 | 1045991 | 1014720028 | Lenox Hill-Roosevelt Island
6 | DCLA | American Museum of Natural History | 200 Central Park West | Manhattan | ï¿½ | [10 empty] | Not Solar-Ready | Yes | 1,600,000 GSF | Between Good and Fair | > 20 years | No | 2020 | 2021-06-14 | 10024 | 40.7813 | -73.9723 | 107 | 165 | 1083846 | 1011300001 | Upper West Side
6 | DCLA | Metropolitan Museum of Art | 1000 5th Ave | Manhattan | EJA | [10 empty] | Not Solar-Ready | No | 2,153,282 GSF | Good | > 20 years | No | 2020 | 2021-06-14 | 10028 | 40.7786 | -73.9625 | 164 | 143 | 1083810 | 1011110001 | park-cemetery-etc-Manhattan
6 | DOE | M009 | 100 West 84 St | Manhattan | ï¿½ | [10 empty] | Not Solar-Ready | No | 105,725 GSF | Fair | > 20 years | No | 2020 | 2021-06-14 | 10024 | 40.7853 | -73.9734 | 107 | 169 | 1032119 | 1012140029 | Upper West Side
6 | DOE | M044 | 100 West 77 St | Manhattan | ï¿½ | [10 empty] | Not Solar-Ready | No | 143,000 GSF | Fair | > 20 years | No | 2020 | 2021-06-14 | 10024 | 40.7808 | -73.9769 | 107 | 161 | 1030178 | 1011480014 | Upper West Side
6 | DOE | M075 | 735 West End Ave | Manhattan | ï¿½ | [10 empty] | Not Solar-Ready | No | 92,000 GSF | Between Good and Fair | 10 to 14 years | No | 2020 | 2021-06-14 | 10025 | 40.7952 | -73.9733 | 107 | 183 | 1034190 | 1012530065 | Upper West Side
6 | DOE | M084 | 32 West 92 St | Manhattan | ï¿½ | [10 empty] | Not Solar-Ready | No | 104,525 GSF | Fair | 10 to 14 years | No | 2020 | 2021-06-14 | 10025 | 40.7895 | -73.9676 | 107 | 177 | 1081042 | 1012050006 | Upper West Side
6 | DOE | M087 | 160 West 78 St | Manhattan | ï¿½ | [10 empty] | Not Solar-Ready | No | 89,000 GSF | Poor | > 20 years | No | 2020 | 2021-06-14 | 10024 | 40.782 | -73.9776 | 107 | 161 | 1030196 | 1011490007 | Upper West Side
6 | DOE | M118 | 154 West 93 St | Manhattan | ï¿½ | [10 empty] | Not Solar-Ready | No | 168,175 GSF | Under Construction | Under Construction | No | 2020 | 2021-06-14 | 10025 | 40.7917 | -73.9708 | 107 | 177 | 1032522 | 1012230005 | Upper West Side
6 | DOE | M166 | 132 West 89 St | Manhattan | ï¿½ | [10 empty] | Not Solar-Ready | No | 75,000 GSF | Between Good and Fair | 10 to 14 years | No | 2020 | 2021-06-14 | 10024 | 40.7889 | -73.9718 | 107 | 173 | 1032308 | 1012190047 | Upper West Side
6 | DOE | M199 | 270 West 70 St | Manhattan | ï¿½ | [10 empty] | Not Solar-Ready | No | 105,700 GSF | Between Good and Fair | 10 to 14 years | No | 2020 | 2021-06-14 | 10023 | 40.7781 | -73.9844 | 107 | 155 | 1030351 | 1011580040 | Lincoln Square
6 | DOE | M490 | 122 Amsterdam Ave | Manhattan | EJA | [10 empty] | Not Solar-Ready | Yes | 399,000 GSF | Poor | > 20 years | No | 2020 | 2021-06-14 | 10023 | 40.7744 | -73.9848 | 107 | 151 | 1030343 | 1011570025 | Lincoln Square
6 | DOE | M841 | 466 West End Ave | Manhattan | ï¿½ | [10 empty] | Not Solar-Ready | No | 64,880 GSF | Fair | > 20 years | No | 2020 | 2021-06-14 | 10024 | 40.7866 | -73.9795 | 107 | 171 | 1032754 | 1012300001 | Upper West Side
6 | DPR | Central Park Lasker Rink and Pool | Central Park East Dr | Manhattan | EJA | [10 empty] | Not Solar-Ready | No | 11,000 GSF | Poor | > 20 years | No | 2020 | 2021-06-14
6 | DPR | CPC 79th St Maintenance Yard | West 79th St Transverse | Manhattan | EJA | [10 empty] | Not Solar-Ready | No | 11,000 GSF | Poor | > 20 years | No | 2020 | 2021-06-14
6 | DPR | Gertrude Ederle Recreation Center | 232 West 60th St | Manhattan | ï¿½ | [10 empty] | Not Solar-Ready | No | 20,000 GSF | Fair | > 20 years | Planned Green Roof | 2020 | 2021-06-14 | 10023 | 40.7717 | -73.9888 | 107 | 147 | 1086545 | 1011510015 | Lincoln Square
6 | DPR | Manhattan Parks Shop and Garage | Mid Central Park at West 86th Transverse Rd | Manhattan | EJA | [10 empty] | Not Solar-Ready | No | 20,000 GSF | Fair | > 20 years | No | 2020 | 2021-06-14 | 10000 | 40.7823 | -73.9652 | 164 | 143 | 1000000 | 1011110001 | park-cemetery-etc-Manhattan
6 | DPR | North Meadow Recreation Center | Mid Central Park at 97th St Transverse | Manhattan | EJA | [10 empty] | Not Solar-Ready | No | 13,000 GSF | Poor | > 20 years | No | 2020 | 2021-06-14 | 10000 | 40.7823 | -73.9652 | 164 | 143 | 1000000 | 1011110001 | park-cemetery-etc-Manhattan
6 | DPR | Tavern on the Green | 65th St at Central Park West | Manhattan | EJA | [10 empty] | Not Solar-Ready | No | 14,436 GSF | Fair | > 20 years | No | 2020 | 2021-06-14
6 | DPR | Wollman Rink | Mid Central Park at 65th St | Manhattan | EJA | [10 empty] | Not Solar-Ready | No | 10,800 GSF | Poor | 15 to 19 years | No | 2020 | 2021-06-14 | 10000 | 40.7823 | -73.9652 | 164 | 143 | 1000000 | 1011110001 | park-cemetery-etc-Manhattan
6 | DSNY | West 59th Street MTS | 12th Ave at West 59th St | Manhattan | ï¿½ | [10 empty] | Not Solar-Ready | No | 109,000 GSF | Unknown | Unknown | No | 2020 | 2021-06-14
6 | FDNY | Ladder Co. 25 and Division 3 | 205 West 77th St | Manhattan | ï¿½ | [10 empty] | Not Solar-Ready | No | 13,300 GSF | Unknown | 15 to 19 years | No | 2020 | 2021-06-14 | 10024 | 40.782 | -73.9796 | 107 | 163 | 1030885 | 1011690026 | Upper West Side
6 | FDNY | Manhattan Central Office | 79th St Transverse Rd | Manhattan | EJA | [10 empty] | Not Solar-Ready | No | 13,465 GSF | Unknown | > 20 years | No | 2020 | 2021-06-14
6 | NYPL | St. Agnes Branch Library | 444 Amsterdam Ave | Manhattan | ï¿½ | [10 empty] | Not Solar-Ready | No | 17,792 GSF | Fair | 10 to 14 years | No | 2020 | 2021-06-14 | 10024 | 40.7847 | -73.9772 | 107 | 167 | 1032683 | 1012290031 | Upper West Side
6 | NYPL | The Library for the Performing Arts | 40 Lincoln Center Plz | Manhattan | ï¿½ | [10 empty] | Not Solar-Ready | No | 138,384 GSF | Between Good and Fair | 15 to 19 years | No | 2020 | 2021-06-14 | 10023 | 40.7738 | -73.9851 | 107 | 149 | 1028832 | 1011340025 | Lincoln Square
7 | DHS | Regent Hotel Shelter | 2720 Broadway | Manhattan | ï¿½ | [10 empty] | Not Solar-Ready | No | 102,275 GSF | Poor | > 20 years | No | 2020 | 2021-06-14 | 10025 | 40.7997 | -73.9678 | 107 | 191 | 1056586 | 1018760020 | Upper West Side
7 | DOE | M043 | 509 West 129 St | Manhattan | EJA | [10 empty] | Not Solar-Ready | No | 136,000 GSF | Under Construction | Under Construction | No | 2020 | 2021-06-14 | 10027 | 40.8153 | -73.9553 | 109 | 219 | 1059723 | 1019840033 | Manhattanville
7 | DOE | M054 | 103 West 107 St | Manhattan | EJA | [10 empty] | Not Solar-Ready | No | 136,800 GSF | Fair | > 20 years | No | 2020 | 2021-06-14 | 10025 | 40.8001 | -73.9628 | 107 | 193 | 1055990 | 1018620011 | Morningside Heights
7 | DOE | M093 | 501-503 West 152 St | Manhattan | EJA | [10 empty] | Not Solar-Ready | No | 80,600 GSF | Good | 10 to 14 years | No | 2020 | 2021-06-14 | 10031 | 40.8298 | -73.9447 | 109 | 237 | 1087824 | 1020840129 | Hamilton Heights
7 | DOE | M125 | 425 West 123 St | Manhattan | EJA | [10 empty] | Not Solar-Ready | No | 160,925 GSF | Between Fair and Poor | > 20 years | No | 2020 | 2021-06-14 | 10027 | 40.8104 | -73.9558 | 109 | 20901 | 1059526 | 1019640012 | Morningside Heights
7 | DOE | M145 | 150 West 105 St | Manhattan | EJA | [10 empty] | Not Solar-Ready | Yes | 78,000 GSF | Fair | 10 to 14 years | No | 2020 | 2021-06-14 | 10025 | 40.7994 | -73.9653 | 107 | 189 | 1076625 | 1018590001 | Upper West Side
7 | DOE | M153 | 1750 Amsterdam Ave | Manhattan | EJA | [10 empty] | Not Solar-Ready | No | 162,125 GSF | Fair | 10 to 14 years | No | 2020 | 2021-06-14 | 10031 | 40.8263 | -73.9468 | 109 | 233 | 1081834 | 1020780019 | Hamilton Heights
7 | DOE | M163 | 163 West 97 St | Manhattan | ï¿½ | [10 empty] | Not Solar-Ready | No | 82,801 GSF | Fair | > 20 years | No | 2020 | 2021-06-14 | 10025 | 40.7943 | -73.9687 | 107 | 185 | 1055908 | 1018520099 | Upper West Side
7 | DOE | M165 | 234 West 109 St | Manhattan | EJA | [10 empty] | Not Solar-Ready | No | 144,125 GSF | Between Fair and Poor | > 20 years | No | 2020 | 2021-06-14 | 10025 | 40.8029 | -73.9656 | 107 | 195 | 1056676 | 1018800013 | Morningside Heights
7 | DOE | M192 | 500 West 138 St | Manhattan | EJA | [10 empty] | Not Solar-Ready | No | 118,788 GSF | Fair | > 20 years | No | 2020 | 2021-06-14 | 10031 | 40.821 | -73.9511 | 109 | 22301 | 1084132 | 1019880166 | Manhattanville
7 | DOE | M195 | 625 West 133 St | Manhattan | EJA | [10 empty] | Not Solar-Ready | No | 186,000 GSF | Poor | > 20 years | No | 2020 | 2021-06-14 | 10027 | 40.8195 | -73.9576 | 109 | 22302 | 1059942 | 1020010005 | Manhattanville
7 | DOE | M506 | 140 West 102nd St | Manhattan | EJA | [10 empty] | Not Solar-Ready | No | 102,100 GSF | Between Fair and Poor | > 20 years | No | 2020 | 2021-06-14 | 10025 | 40.7976 | -73.9668 | 107 | 189 | 1055911 | 1018550009 | Upper West Side
7 | DOHMH | Manhattanville Health Center | 21 Old Broadway | Manhattan | EJA | [10 empty] | Not Solar-Ready | No | 17,000 GSF | Unknown | 10 to 14 years | No | 2020 | 2021-06-14 | 10027 | 40.8156 | -73.9569 | 109 | 219 | 1059720 | 1019830003 | Manhattanville
7 | DOHMH | Riverside Health Center | 160 West 100th St | Manhattan | ï¿½ | [10 empty] | Not Solar-Ready | No | 43,877 GSF | Poor | 5 to 9 years | No | 2020 | 2021-06-14 | 10025 | 40.7964 | -73.9679 | 107 | 185 | 1055906 | 1018520049 | Upper West Side
7 | DOT | West Side Highway Bents South Storage Yard | 672 West 158th St | Manhattan | EJA | [10 empty] | Not Solar-Ready | No | 61,000 GSF | Unknown | Unknown | No | 2020 | 2021-06-14 | 10032 | 40.8361 | -73.9479 | 112 | 241 | 1087614 | 1021340218 | Washington Heights South
7 | FDNY | Engine Co. 37 and Ladder Co. 40 | 415 West 125th St | Manhattan | EJA | [10 empty] | Not Solar-Ready | No | 11,778 GSF | Between Fair and Poor | > 20 years | No | 2020 | 2021-06-14 | 10027 | 40.8118 | -73.9549 | 109 | 20901 | 1059547 | 1019660061 | Morningside Heights
7 | FDNY | Engine Co. 80 and Ladder Co. 23 | 503 West 139th St | Manhattan | EJA | [10 empty] | Not Solar-Ready | No | 10,667 GSF | Between Fair and Poor | 15 to 19 years | No | 2020 | 2021-06-14 | 10031 | 40.8216 | -73.9507 | 109 | 225 | 1075504 | 1020710027 | Hamilton Heights
7 | FDNY | Engine Co. 84 and Ladder Co. 34 | 513 West 161st St | Manhattan | EJA | [10 empty] | Not Solar-Ready | No | 11,792 GSF | Fair | 10 to 14 years | No | 2020 | 2021-06-14 | 10032 | 40.8356 | -73.9409 | 112 | 245 | 1062872 | 1021200046 | Washington Heights South
7 | NYPD | 24th Precinct | 151 West 100th St | Manhattan | EJA | [10 empty] | Not Solar-Ready | No | 44,485 GSF | Poor | 15 to 19 years | No | 2020 | 2021-06-14 | 10025 | 40.796 | -73.9668 | 107 | 189 | 1055910 | 1018550005 | Upper West Side
7 | NYPD | 26th Precinct | 520 West 126th St | Manhattan | EJA | [10 empty] | Not Solar-Ready | No | 36,856 GSF | Good | 15 to 19 years | No | 2020 | 2021-06-14 | 10027 | 40.8148 | -73.9563 | 109 | 219 | 1076682 | 1019820038 | Manhattanville
7 | NYPD | 30th Precinct | 451 West 151st St | Manhattan | EJA | [10 empty] | Not Solar-Ready | No | 32,764 GSF | Between Fair and Poor | 15 to 19 years | No | 2020 | 2021-06-14 | 10031 | 40.8286 | -73.9438 | 109 | 23501 | 1081826 | 1020660009 | Hamilton Heights
7 | NYPD | Shop 9 | 675 West 158th St | Manhattan | EJA | [10 empty] | Not Solar-Ready | No | 94,200 GSF | Good | 5 to 9 years | No | 2020 | 2021-06-14 | 10032 | 40.8361 | -73.9479 | 112 | 247 |  |  | Washington Heights South
7 | NYPL | George Bruce Branch Library | 518 West 125th St | Manhattan | EJA | [10 empty] | Not Solar-Ready | No | 16,364 GSF | Fair | 10 to 14 years | No | 2020 | 2021-06-14 | 10027 | 40.8138 | -73.9566 | 109 | 211 | 1059688 | 1019800022 | Morningside Heights
7 | NYPL | Hamilton Grange Branch Library | 503 West 145th St | Manhattan | EJA | [10 empty] | Not Solar-Ready | No | 20,403 GSF | Poor | 15 to 19 years | No | 2020 | 2021-06-14 | 10031 | 40.8254 | -73.948 | 109 | 229 | 1061938 | 1020770026 | Hamilton Heights
8 | ACS | Episcopal Social Services of NY (Space) | 528 East 146th St | Bronx | EJA | [10 empty] | Not Solar-Ready | No | 10,617 GSF | Unknown | Unknown | No | 2020 | 2021-06-14 | 10455 | 40.8127 | -73.9154 | 201 | 43 | 2093913 | 2022720038 | Mott Haven-Port Morris
8 | DCAS | 1680 Lexington Ave - DCAS (Space) | 1680 Lexington Ave | Manhattan | EJA | [10 empty] | Not Solar-Ready | No | 24,556 GSF | Unknown | Unknown | No | 2020 | 2021-06-14 | 10029 | 40.7919 | -73.9466 | 111 | 172 | 1051991 | 1016330013 | East Harlem South
8 | DCAS | Bronx County Courthouse | 851 Grand Concourse | Bronx | EJA | [10 empty] | Not Solar-Ready | No | 550,000 GSF | Fair | 10 to 14 years | No | 2020 | 2021-06-14 | 10451 | 40.826 | -73.9231 | 204 | 63 | 2002869 | 2024680001 | West Concourse
8 | DCAS | Harlem Courthouse | 170 East 121st St | Manhattan | EJA | [10 empty] | Not Solar-Ready | No | 25,700 GSF | Fair | > 20 years | No | 2020 | 2021-06-14 | 10035 | 40.8014 | -73.9384 | 111 | 196 | 1054382 | 1017690045 | East Harlem North
8 | DCLA | Museum of the City of New York | 1220 5th Ave | Manhattan | ï¿½ | [10 empty] | Not Solar-Ready | No | 113,915 GSF | Good | 10 to 14 years | No | 2020 | 2021-06-14 | 10029 | 40.7924 | -73.9524 | 111 | 168 | 1074157 | 1016090001 | East Harlem South
8 | DEP | Cake Storage | 7 Wards Island | Manhattan | EJA | [10 empty] | Not Solar-Ready | No | 50,625 GSF | Poor | > 20 years | No | 2020 | 2021-06-14 | 10035 | 40.7928 | -73.9228 | 111 | 240 | 1000000 | 1018190015 | park-cemetery-etc-Manhattan
8 | DEP | Dewatering | 7 Wards Island | Manhattan | EJA | [10 empty] | Not Solar-Ready | No | 110,000 GSF | Poor | > 20 years | No | 2020 | 2021-06-14 | 10035 | 40.7928 | -73.9228 | 111 | 240 | 1000000 | 1018190015 | park-cemetery-etc-Manhattan
8 | DEP | Dewatering: A1 | 7 Wards Island | Manhattan | EJA | [10 empty] | Not Solar-Ready | No | 39,839 GSF | Poor | > 20 years | No | 2020 | 2021-06-14 | 10035 | 40.7928 | -73.9228 | 111 | 240 | 1000000 | 1018190015 | park-cemetery-etc-Manhattan
8 | DEP | Dewatering: A2 | 7 Wards Island | Manhattan | EJA | [10 empty] | Not Solar-Ready | No | 11,286 GSF | Poor | > 20 years | No | 2020 | 2021-06-14 | 10035 | 40.7928 | -73.9228 | 111 | 240 | 1000000 | 1018190015 | park-cemetery-etc-Manhattan
8 | DEP | Dewatering: A3 | 7 Wards Island | Manhattan | EJA | [10 empty] | Not Solar-Ready | No | 12,344 GSF | Poor | > 20 years | No | 2020 | 2021-06-14 | 10035 | 40.7928 | -73.9228 | 111 | 240 | 1000000 | 1018190015 | park-cemetery-etc-Manhattan
8 | DEP | Digester | 7 Wards Island | Manhattan | EJA | [10 empty] | Not Solar-Ready | No | 141,043 GSF | Poor | > 20 years | No | 2020 | 2021-06-14 | 10035 | 40.7928 | -73.9228 | 111 | 240 | 1000000 | 1018190015 | park-cemetery-etc-Manhattan
8 | DEP | E Battery Control | 7 Wards Island | Manhattan | EJA | [10 empty] | Not Solar-Ready | No | 18,000 GSF | Between Good and Fair | 10 to 14 years | No | 2020 | 2021-06-14 | 10035 | 40.7928 | -73.9228 | 111 | 240 | 1000000 | 1018190015 | park-cemetery-etc-Manhattan
8 | DEP | Hypo Facility | 7 Wards Island | Manhattan | EJA | [10 empty] | Not Solar-Ready | No | 67,944 GSF | Unknown | > 20 years | No | 2020 | 2021-06-14 | 10035 | 40.7928 | -73.9228 | 111 | 240 | 1000000 | 1018190015 | park-cemetery-etc-Manhattan
8 | DEP | Manhattan Grit Chamber | 432 East 110th St | Manhattan | EJA | [10 empty] | Not Solar-Ready | No | 22,000 GSF | Good | Unknown | No | 2020 | 2021-06-14 | 10029 | 40.7917 | -73.937 | 111 | 162 | 1089063 | 1017010029 | East Harlem South
8 | DEP | Marine Building | 7 Wards Island | Manhattan | EJA | [10 empty] | Not Solar-Ready | No | 20,000 GSF | Unknown | > 20 years | No | 2020 | 2021-06-14 | 10035 | 40.7928 | -73.9228 | 111 | 240 | 1000000 | 1018190015 | park-cemetery-etc-Manhattan
8 | DEP | New Administration Bldg | 7 Wards Island | Manhattan | EJA | [10 empty] | Not Solar-Ready | No | 12,020 GSF | Unknown | Unknown | No | 2020 | 2021-06-14 | 10035 | 40.7928 | -73.9228 | 111 | 240 | 1000000 | 1018190015 | park-cemetery-etc-Manhattan
8 | DEP | Old Administration Building | 7 Wards Island | Manhattan | EJA | [10 empty] | Not Solar-Ready | No | 12,720 GSF | Poor | > 20 years | No | 2020 | 2021-06-14 | 10035 | 40.7928 | -73.9228 | 111 | 240 | 1000000 | 1018190015 | park-cemetery-etc-Manhattan
8 | DEP | Pump And Blower | 7 Wards Island | Manhattan | EJA | [10 empty] | Not Solar-Ready | No | 46,324 GSF | Unknown | > 20 years | No | 2020 | 2021-06-14 | 10035 | 40.7928 | -73.9228 | 111 | 240 | 1000000 | 1018190015 | park-cemetery-etc-Manhattan
8 | DEP | Residuals Handling Building | 7 Wards Island | Manhattan | EJA | [10 empty] | Not Solar-Ready | No | 17,500 GSF | Poor | > 20 years | No | 2020 | 2021-06-14 | 10035 | 40.7928 | -73.9228 | 111 | 240 | 1000000 | 1018190015 | park-cemetery-etc-Manhattan
8 | DHS | Clarke Thomas Building | 121 Hell Gate Circle, Ward's Island | Manhattan | EJA | [10 empty] | Not Solar-Ready | No | 30,500 GSF | Unknown | Unknown | No | 2020 | 2021-06-14 | 10035 | 40.7868 | -73.9288 | 111 | 240 | 1088074 | 1018190010 | park-cemetery-etc-Manhattan
8 | DHS | Help USA Support Employment Center | 111 Sunken Garden Loop, Ward's Island | Manhattan | EJA | [10 empty] | Not Solar-Ready | No | 90,010 GSF | Fair | 15 to 19 years | No | 2020 | 2021-06-14 | 10035 | 40.7864 | -73.9317 | 111 | 240 | 1088087 | 1018190010 | park-cemetery-etc-Manhattan
8 | DHS | HS Cottage 1 | 124 Sunken Garden Loop, Ward's Island | Manhattan | EJA | [10 empty] | Not Solar-Ready | No | 11,500 GSF | Fair | 15 to 19 years | No | 2020 | 2021-06-14 | 10022 | 40.7862 | -73.9343 | 111 | 240 | 1088088 | 1018190010 | park-cemetery-etc-Manhattan
8 | DHS | HS Cottage 2 | 125 Sunken Garden Loop, Ward's Island | Manhattan | EJA | [10 empty] | Not Solar-Ready | No | 14,500 GSF | Fair | 15 to 19 years | No | 2020 | 2021-06-14 | 10022 | 40.7866 | -73.934 | 111 | 240 | 1088089 | 1018190010 | park-cemetery-etc-Manhattan
8 | DHS | HS Cottage 3 | 126 Sunken Garden Loop, Ward's Island | Manhattan | EJA | [10 empty] | Not Solar-Ready | No | 11,500 GSF | Fair | 15 to 19 years | No | 2020 | 2021-06-14 | 10022 | 40.787 | -73.9336 | 111 | 240 | 1088090 | 1018190010 | park-cemetery-etc-Manhattan
8 | DHS | HS Cottage 4 | 127 Sunken Garden Loop, Ward's Island | Manhattan | EJA | [10 empty] | Not Solar-Ready | No | 12,100 GSF | Fair | 15 to 19 years | No | 2020 | 2021-06-14 | 10022 | 40.7874 | -73.9332 | 111 | 240 | 1088091 | 1018190010 | park-cemetery-etc-Manhattan
8 | DHS | Keener Assessment Shelter | 64 Sunken Garden Loop, Ward's Island | Manhattan | EJA | [10 empty] | Not Solar-Ready | No | 78,500 GSF | Unknown | Unknown | No | 2020 | 2021-06-14 | 10035 | 40.7855 | -73.9314 | 111 | 240 | 1085877 | 1018190010 | park-cemetery-etc-Manhattan
8 | DHS | Schwartz Homeless Shelter | 65 Charles Gay Loop, Ward's Island | Manhattan | EJA | [10 empty] | Not Solar-Ready | No | 57,430 GSF | Unknown | Unknown | No | 2020 | 2021-06-14 | 10035 | 40.7843 | -73.9325 | 111 | 240 | 1088065 | 1018190010 | park-cemetery-etc-Manhattan
8 | DHS | Transitional Housing Office | 346 Powers Ave | Bronx | EJA | [10 empty] | Not Solar-Ready | No | 72,000 GSF | Between Good and Fair | 10 to 14 years | No | 2020 | 2021-06-14 | 10454 | 40.8079 | -73.9122 | 201 | 33 | 2091301 | 2025720006 | Mott Haven-Port Morris
8 | DOE | M007 | 160 East 120 St | Manhattan | EJA | [10 empty] | Not Solar-Ready | No | 102,200 GSF | Fair | > 20 years | No | 2020 | 2021-06-14 | 10035 | 40.801 | -73.9393 | 111 | 196 | 1083501 | 1017680021 | East Harlem North
8 | DOE | M013 | 1573 Madison Ave | Manhattan | EJA | [10 empty] | Not Solar-Ready | No | 180,175 GSF | Fair | > 20 years | No | 2020 | 2021-06-14 | 10029 | 40.7938 | -73.9494 | 111 | 17401 | 1051515 | 1016120050 | East Harlem South
8 | DOE | M038 | 232 East 103 St | Manhattan | EJA | [10 empty] | Not Solar-Ready | No | 85,280 GSF | Fair | 10 to 14 years | No | 2020 | 2021-06-14 | 10029 | 40.789 | -73.9445 | 111 | 164 | 1052384 | 1016520016 | East Harlem South
8 | DOE | M045 | 2351 1st Ave | Manhattan | EJA | [10 empty] | Not Solar-Ready | No | 210,000 GSF | Fair | > 20 years | No | 2020 | 2021-06-14 | 10035 | 40.7989 | -73.9333 | 111 | 194 | 1054786 | 1017970100 | East Harlem North
8 | DOE | M050 | 433 East 100 St | Manhattan | EJA | [10 empty] | Not Solar-Ready | No | 141,600 GSF | Under Construction | Under Construction | No | 2020 | 2021-06-14 | 10029 | 40.7853 | -73.9415 | 111 | 162 | 1083933 | 1016940001 | East Harlem South
8 | DOE | M057 | 176 East 115 St | Manhattan | EJA | [10 empty] | Not Solar-Ready | No | 109,300 GSF | Fair | > 20 years | No | 2020 | 2021-06-14 | 10029 | 40.7976 | -73.9413 | 111 | 182 | 1083184 | 1016400139 | East Harlem North
8 | DOE | M072 | 131 East 104 St | Manhattan | EJA | [10 empty] | Not Solar-Ready | No | 88,900 GSF | Fair | > 20 years | No | 2020 | 2021-06-14 | 10029 | 40.7912 | -73.9478 | 111 | 166 | 1081340 | 1016320011 | East Harlem South
8 | DOE | M083 | 219 East 109 St | Manhattan | EJA | [10 empty] | Not Solar-Ready | No | 94,900 GSF | Fair | 10 to 14 years | No | 2020 | 2021-06-14 | 10029 | 40.7932 | -73.9425 | 111 | 180 | 1052436 | 1016590012 | East Harlem North
8 | DOE | M096 | 216 East 120 St | Manhattan | EJA | [10 empty] | Not Solar-Ready | No | 94,900 GSF | Fair | > 20 years | No | 2020 | 2021-06-14 | 10035 | 40.8003 | -73.9376 | 111 | 194 | 1074333 | 1017840012 | East Harlem North
8 | DOE | M101 | 141 East 111 St | Manhattan | EJA | [10 empty] | Not Solar-Ready | No | 142,925 GSF | Between Good and Fair | 10 to 14 years | No | 2020 | 2021-06-14 | 10029 | 40.7956 | -73.9444 | 111 | 172 | 1081346 | 1016390003 | East Harlem South
8 | DOE | M102 | 315 East 113 St | Manhattan | EJA | [10 empty] | Not Solar-Ready | No | 82,880 GSF | Between Fair and Poor | > 20 years | No | 2020 | 2021-06-14 | 10029 | 40.7949 | -73.9387 | 111 | 180 | 1081366 | 1016840101 | East Harlem North
8 | DOE | M107 | 1680 Lexington Ave | Manhattan | EJA | [10 empty] | Not Solar-Ready | No | 18,000 GSF | Fair | 10 to 14 years | No | 2020 | 2021-06-14 | 10029 | 40.7919 | -73.9466 | 111 | 172 | 1051991 | 1016330013 | East Harlem South
8 | DOE | M108 | 1615 Madison Ave | Manhattan | EJA | [10 empty] | Not Solar-Ready | No | 105,725 GSF | Fair | > 20 years | No | 2020 | 2021-06-14 | 10029 | 40.7951 | -73.9484 | 111 | 17401 | 1051584 | 1016140021 | East Harlem South
8 | DOE | M146 | 421 East 106 St | Manhattan | EJA | [10 empty] | Not Solar-Ready | No | 91,000 GSF | Poor | > 20 years | No | 2020 | 2021-06-14 | 10029 | 40.7893 | -73.9393 | 111 | 162 | 1052999 | 1017000001 | East Harlem South
8 | DOE | M155 | 319 East 117 St | Manhattan | EJA | [10 empty] | Not Solar-Ready | No | 104,500 GSF | Fair | > 20 years | No | 2020 | 2021-06-14 | 10035 | 40.7973 | -73.9364 | 111 | 188 | 1052986 | 1016890005 | East Harlem North
8 | DOE | M171 | 19 East 103 St | Manhattan | ï¿½ | [10 empty] | Not Solar-Ready | No | 95,000 GSF | Good | 5 to 9 years | No | 2020 | 2021-06-14 | 10029 | 40.7921 | -73.952 | 111 | 168 | 1051497 | 1016090007 | East Harlem South
8 | DOE | M435 | 280 Pleasant Ave | Manhattan | ï¿½ | [10 empty] | Not Solar-Ready | No | 275,000 GSF | Between Good and Fair | 10 to 14 years | No | 2020 | 2021-06-14 | 10029 | 40.7945 | -73.9336 | 111 | 178 | 1053152 | 1017130001 | East Harlem North
8 | DOE | M495 | 234 East 105 St | Manhattan | EJA | [10 empty] | Not Solar-Ready | No | 66,060 GSF | Between Fair and Poor | 10 to 14 years | No | 2020 | 2021-06-14 | 10029 | 40.7905 | -73.9443 | 111 | 170 | 1075643 | 1016540033 | East Harlem South
8 | DOE | X005 | 564 Jackson Ave | Bronx | EJA | [10 empty] | Not Solar-Ready | No | 103,280 GSF | Fair | > 20 years | No | 2020 | 2021-06-14 | 10455 | 40.8137 | -73.9089 | 201 | 73 | 2004548 | 2026420001 | Melrose South-Mott Haven North
8 | DOE | X025 | 811 East 149 St | Bronx | EJA | [10 empty] | Not Solar-Ready | No | 72,000 GSF | Poor | > 20 years | No | 2020 | 2021-06-14 | 10455 | 40.8126 | -73.9061 | 201 | 79 | 2004772 | 2026640001 | Melrose South-Mott Haven North
8 | DOE | X027 | 519 St Anns Ave | Bronx | EJA | [10 empty] | Not Solar-Ready | No | 86,500 GSF | Between Fair and Poor | > 20 years | No | 2020 | 2021-06-14 | 10455 | 40.8135 | -73.9134 | 201 | 43 | 2000114 | 2022740023 | Mott Haven-Port Morris
8 | DOE | X030 | 510 East 141 St | Bronx | EJA | [10 empty] | Not Solar-Ready | No | 100,900 GSF | Between Good and Fair | 10 to 14 years | No | 2020 | 2021-06-14 | 10454 | 40.8094 | -73.9176 | 201 | 39 | 2000077 | 2022670015 | Mott Haven-Port Morris
8 | DOE | X040 | 468 East 140 St | Bronx | EJA | [10 empty] | Not Solar-Ready | No | 108,000 GSF | Fair | > 20 years | No | 2020 | 2021-06-14 | 10454 | 40.8095 | -73.9199 | 201 | 39 | 2000308 | 2022840034 | Mott Haven-Port Morris
8 | DOE | X043 | 165 Brown Pl | Bronx | EJA | [10 empty] | Not Solar-Ready | No | 116,460 GSF | Fair | > 20 years | No | 2020 | 2021-06-14 | 10454 | 40.8064 | -73.9212 | 201 | 25 | 2000205 | 2022800040 | Mott Haven-Port Morris
8 | DOE | X049 | 383 East 139 St | Bronx | EJA | [10 empty] | Not Solar-Ready | No | 136,925 GSF | Poor | > 20 years | No | 2020 | 2021-06-14 | 10454 | 40.8101 | -73.9231 | 201 | 39 | 2000626 | 2023020040 | Mott Haven-Port Morris
8 | DOE | X062 | 660 Fox St | Bronx | EJA | [10 empty] | Not Solar-Ready | Yes | 79,000 GSF | Between Fair and Poor | 10 to 14 years | No | 2020 | 2021-06-14 | 10455 | 40.814 | -73.9006 | 202 | 83 | 2005089 | 2026830065 | Longwood
8 | DOE | X065 | 677 East 141 St | Bronx | EJA | [10 empty] | Not Solar-Ready | No | 91,300 GSF | Fair | > 20 years | No | 2020 | 2021-06-14 | 10454 | 40.8073 | -73.9127 | 201 | 33 | 2003834 | 2025710001 | Mott Haven-Port Morris
8 | DOE | X073 | 1020 Anderson Ave | Bronx | EJA | [10 empty] | Not Solar-Ready | No | 92,400 GSF | Fair | > 20 years | No | 2020 | 2021-06-14 | 10452 | 40.8327 | -73.9268 | 204 | 189 | 2003051 | 2025040082 | Highbridge
8 | DOE | X149 | 360 East 145 St | Bronx | EJA | [10 empty] | Not Solar-Ready | No | 159,600 GSF | Fair | > 20 years | No | 2020 | 2021-06-14 | 10454 | 40.814 | -73.9208 | 201 | 43 | 2097038 | 2023060054 | Mott Haven-Port Morris
8 | DOE | X154 | 333 East 135 St | Bronx | EJA | [10 empty] | Not Solar-Ready | No | 105,725 GSF | Poor | > 20 years | No | 2020 | 2021-06-14 | 10454 | 40.808 | -73.9262 | 201 | 23 | 2097030 | 2022980001 | Mott Haven-Port Morris
8 | DOE | X155 | 470 Jackson Ave | Bronx | EJA | [10 empty] | Not Solar-Ready | No | 201,775 GSF | Fair | > 20 years | No | 2020 | 2021-06-14 | 10455 | 40.8112 | -73.9098 | 201 | 35 | 2003910 | 2025780027 | Mott Haven-Port Morris
8 | DOE | X161 | 620 Tinton Ave | Bronx | EJA | [10 empty] | Not Solar-Ready | No | 104,525 GSF | Between Fair and Poor | 10 to 14 years | No | 2020 | 2021-06-14 | 10455 | 40.8148 | -73.9056 | 201 | 79 | 2004773 | 2026640029 | Melrose South-Mott Haven North
8 | DOE | X183 | 339 Morris Ave | Bronx | EJA | [10 empty] | Not Solar-Ready | No | 194,400 GSF | Between Fair and Poor | > 20 years | No | 2020 | 2021-06-14 | 10451 | 40.8136 | -73.9253 | 201 | 51 | 2000957 | 2023330070 | Mott Haven-Port Morris
8 | DOE | X807 | 501 Courtlandt Ave | Bronx | EJA | [10 empty] | Not Solar-Ready | No | 24,000 GSF | Fair | > 20 years | No | 2020 | 2021-06-14 | 10451 | 40.8154 | -73.9201 | 201 | 65 | 2000876 | 2023290075 | Melrose South-Mott Haven North
8 | DOE | X855 | 577 East 139 St | Bronx | EJA | [10 empty] | Not Solar-Ready | No | 14,460 GSF | Fair | > 20 years | No | 2020 | 2021-06-14 | 10454 | 40.8073 | -73.9164 | 201 | 2702 | 2003646 | 2025520070 | Mott Haven-Port Morris
8 | DOHMH | Animal Shelter - Manhattan | 326 East 110th St | Manhattan | EJA | [10 empty] | Not Solar-Ready | No | 14,077 GSF | Good | 10 to 14 years | No | 2020 | 2021-06-14 | 10029 | 40.7928 | -73.9398 | 111 | 180 | 1052845 | 1016810037 | East Harlem North
8 | DOHMH | East Harlem Health Center | 158 East 115th St | Manhattan | EJA | [10 empty] | Not Solar-Ready | No | 47,349 GSF | Good | 10 to 14 years | No | 2020 | 2021-06-14 | 10029 | 40.7978 | -73.9417 | 111 | 182 | 1052229 | 1016400147 | East Harlem North
8 | DPR | Icahn Stadium | 20 Randall's Island | Manhattan | EJA | [10 empty] | Not Solar-Ready | No | 26,000 GSF | Fair | 10 to 14 years | No | 2020 | 2021-06-14
8 | DSNY | Manhattan 11 District Garage | 343 East 99th St | Manhattan | EJA | [10 empty] | Not Solar-Ready | No | 47,000 GSF | Poor | > 20 years | No | 2020 | 2021-06-14 | 10029 | 40.7857 | -73.9446 | 111 | 164 | 1089407 | 1016710020 | East Harlem South
8 | FDNY | Building 8 - Haz Mat Ops | 8 Cammarata Ave | Manhattan | EJA | [10 empty] | Not Solar-Ready | No | 10,882 GSF | Between Fair and Poor | Unknown | No | 2020 | 2021-06-14 | 10035 | 40.7908 | -73.9168 | 111 | 240 | 1088014 | 1018190040 | park-cemetery-etc-Manhattan
8 | FDNY | Building 11 - Administration | 11 Reilly Blvd | Manhattan | EJA | [10 empty] | Not Solar-Ready | No | 42,554 GSF | Poor | > 20 years | No | 2020 | 2021-06-14 | 10035 | 40.7916 | -73.919 | 111 | 240 | 1088010 | 1018190040 | park-cemetery-etc-Manhattan
8 | FDNY | Building 6 - Fleet Services Workshop | 20 Reilly Blvd | Manhattan | EJA | [10 empty] | Not Solar-Ready | No | 14,730 GSF | Poor | > 20 years | No | 2020 | 2021-06-14 | 10035 | 40.7911 | -73.9181 | 111 | 240 | 1088016 | 1018190040 | park-cemetery-etc-Manhattan
8 | FDNY | Building 7 - Mask Services Unit | 4 Cammarata Ave | Manhattan | EJA | [10 empty] | Not Solar-Ready | No | 18,359 GSF | Between Good and Fair | Unknown | No | 2020 | 2021-06-14 | 10035 | 40.7912 | -73.9174 | 111 | 240 | 1088013 | 1018190040 | park-cemetery-etc-Manhattan
8 | FDNY | Building 9 - Administration | 9 Reilly Blvd | Manhattan | EJA | [10 empty] | Not Solar-Ready | No | 41,224 GSF | Between Fair and Poor | > 20 years | No | 2020 | 2021-06-14 | 10035 | 40.792 | -73.9201 | 111 | 240 | 1088009 | 1018190040 | park-cemetery-etc-Manhattan
8 | FDNY | Engine Co. 35 and Ladder Co. 14, Batt. 12 | 2282 3rd Ave | Manhattan | EJA | [10 empty] | Not Solar-Ready | No | 10,900 GSF | Between Fair and Poor | 15 to 19 years | No | 2020 | 2021-06-14 | 10035 | 40.8031 | -73.9362 | 111 | 196 | 1054465 | 1017730033 | East Harlem North
8 | FDNY | Engine Co. 60 and Ladder Co. 17, Batt. 14 | 341 East 143rd St | Bronx | EJA | [10 empty] | Not Solar-Ready | No | 11,250 GSF | Between Fair and Poor | > 20 years | No | 2020 | 2021-06-14 | 10454 | 40.813 | -73.9224 | 201 | 41 | 2000656 | 2023060052 | Mott Haven-Port Morris
8 | FDNY | Engine Co. 91 | 242 East 111th St | Manhattan | EJA | [10 empty] | Not Solar-Ready | No | 12,298 GSF | Fair | 15 to 19 years | No | 2020 | 2021-06-14 | 10029 | 40.7943 | -73.9413 | 111 | 180 | 1052473 | 1016600030 | East Harlem North
8 | FDNY | Fire Academy Randall's Island Campus: Building 1 - Leary Fire Fighting Building | 2 Tepper Ave | Manhattan | EJA | [10 empty] | Not Solar-Ready | No | Unknown | Fair | Unknown | No | 2020 | 2021-06-14 | 10035 | 40.7919 | -73.9203 | 111 | 240 | 1088021 | 1018190040 | park-cemetery-etc-Manhattan
8 | FDNY | Fire Academy Randall's Island Campus: Building 12 - Field House | 15 Reilly Blvd | Manhattan | EJA | [10 empty] | Not Solar-Ready | No | Unknown | Good | Unknown | No | 2020 | 2021-06-14 | 10035 | 40.7917 | -73.9187 | 111 | 240 | 1088011 | 1018190040 | park-cemetery-etc-Manhattan
8 | FDNY | Fire Academy Randall's Island Campus: Building 2 - Smoke House | 2 D'Auria St | Manhattan | EJA | [10 empty] | Not Solar-Ready | No | Unknown | Fair | Unknown | No | 2020 | 2021-06-14 | 10035 | 40.7916 | -73.9198 | 111 | 240 | 1088020 | 1018190040 | park-cemetery-etc-Manhattan
8 | FDNY | Fire Academy Randall's Island Campus: Building 3 - Training | 1 Higgins Ave | Manhattan | EJA | [10 empty] | Not Solar-Ready | No | Unknown | Fair | Unknown | No | 2020 | 2021-06-14 | 10035 | 40.7913 | -73.9194 | 111 | 240 | 1088017 | 1018190040 | park-cemetery-etc-Manhattan
8 | FDNY | Fire Academy Randall's Island Campus: Building 4 - Training - Old Law Tenement | 3 Higgins Ave | Manhattan | EJA | [10 empty] | Not Solar-Ready | No | Unknown | Fair | Unknown | No | 2020 | 2021-06-14 | 10035 | 40.7911 | -73.9192 | 111 | 240 | 1088018 | 1018190040 | park-cemetery-etc-Manhattan
8 | FDNY | Fire Academy Randall's Island Campus: Building 5 - Training - Fire Simulator | 5 Higgins Ave | Manhattan | EJA | [10 empty] | Not Solar-Ready | No | Unknown | Poor | Unknown | No | 2020 | 2021-06-14 | 10035 | 40.791 | -73.919 | 111 | 240 | 1088019 | 1018190040 | park-cemetery-etc-Manhattan
8 | FDNY | Fire Academy Randall's Island Campus: Con Ed Transformer Vault | 1 Mcginty Cir | Manhattan | EJA | [10 empty] | Not Solar-Ready | No | Unknown | Good | Unknown | No | 2020 | 2021-06-14 | 10035 | 40.7924 | -73.9204 | 111 | 240 | 1088257 | 1018190040 | park-cemetery-etc-Manhattan
8 | FDNY | Fire Academy Randall's Island Campus: Fire Academy Complex | 8 Randall's Island | Manhattan | EJA | [10 empty] | Not Solar-Ready | No | Unknown | Between Good and Fair | Unknown | No | 2020 | 2021-06-14
8 | FDNY | Fire Academy Randall's Island Campus: Subway Simulator Woodshed | 16 Kaminsky Rd | Manhattan | EJA | [10 empty] | Not Solar-Ready | No | Unknown | Fair | Unknown | No | 2020 | 2021-06-14 | 10035 | 40.7902 | -73.9188 | 111 | 240 | 1088238 | 1018190040 | park-cemetery-etc-Manhattan
8 | HHC | Lincoln Detox Center Clinic (Substance Abuse Division) | 349 East 140th St | Bronx | EJA | [10 empty] | Not Solar-Ready | No | 21,675 GSF | Poor | > 20 years | No | 2020 | 2021-06-14 | 10454 | 40.8112 | -73.9239 | 201 | 39 | 2000645 | 2023030058 | Mott Haven-Port Morris
8 | HHC | Segundo Ruiz Belvis Diagnostic and Treatment Center | 545 East 142nd St | Bronx | EJA | [10 empty] | Not Solar-Ready | No | 62,684 GSF | Poor | > 20 years | No | 2020 | 2021-06-14 | 10454 | 40.81 | -73.9164 | 201 | 41 | 2090354 | 2022690021 | Mott Haven-Port Morris
8 | HRA | East Harlem Multi Service Center (owned) | 413 East 120th St | Manhattan | EJA | [10 empty] | Not Solar-Ready | No | 93,441 GSF | Poor | 15 to 19 years | No | 2020 | 2021-06-14 | 10035 | 40.7984 | -73.933 | 111 | 192 | 1054888 | 1018080008 | East Harlem North
8 | HRA | Hunt Point Multi Service Center (owned) | 630 Jackson Ave | Bronx | EJA | [10 empty] | Not Solar-Ready | No | 36,716 GSF | Poor | 10 to 14 years | No | 2020 | 2021-06-14 | 10455 | 40.8154 | -73.9083 | 201 | 73 | 2004558 | 2026430001 | Melrose South-Mott Haven North
8 | NYPD | 23rd Precinct and Engine Company 53 | 164 East 102nd St | Manhattan | EJA | [10 empty] | Not Solar-Ready | No | 28,744 GSF | Poor | 15 to 19 years | No | 2020 | 2021-06-14 | 10029 | 40.7894 | -73.9476 | 111 | 166 | 1051850 | 1016290040 | East Harlem South
8 | NYPD | 40th Precinct | 257 Alexander Ave | Bronx | EJA | [10 empty] | Not Solar-Ready | No | 10,296 GSF | Good | 10 to 14 years | No | 2020 | 2021-06-14 | 10454 | 40.8103 | -73.9249 | 201 | 39 | 2000700 | 2023140030 | Mott Haven-Port Morris
8 | NYPD | Randall's Island Street Crime Unit | 1 Randall's Island | Manhattan | EJA | [10 empty] | Not Solar-Ready | No | 25,000 GSF | Good | 2 to 4 years | No | 2020 | 2021-06-14 | 10035 | 40.7948 | -73.9217 | 111 | 240 | 1000000 | 1018190203 | park-cemetery-etc-Manhattan
8 | NYPL | Aguilar Branch Library | 174 East 110th St | Manhattan | ï¿½ | [10 empty] | Not Solar-Ready | No | 13,126 GSF | Fair | 15 to 19 years | No | 2020 | 2021-06-14 | 10029 | 40.7943 | -73.9433 | 111 | 172 | 1052167 | 1016370141 | East Harlem South
8 | NYPL | Mott Haven Branch Library | 321 East 140th St | Bronx | EJA | [10 empty] | Not Solar-Ready | No | 16,020 GSF | Good | 10 to 14 years | No | 2020 | 2021-06-14 | 10454 | 40.8115 | -73.9244 | 201 | 39 | 2000744 | 2023150018 | Mott Haven-Port Morris
9 | DEP | BWSO Manhattan Sewer Maintenance Yard | 886 St Nicholas Ave | Manhattan | EJA | [10 empty] | Not Solar-Ready | No | 16,779 GSF | Fair | > 20 years | No | 2020 | 2021-06-14 | 10032 | 40.8303 | -73.9416 | 109 | 23501 | 1075503 | 1020690026 | Hamilton Heights
9 | DHS | Harlem 1 Men's Shelter | 2960 Frederick Douglass Blvd | Manhattan | EJA | [10 empty] | Not Solar-Ready | No | 41,446 GSF | Unknown | Unknown | No | 2020 | 2021-06-14 | 10039 | 40.83 | -73.9366 | 110 | 24302 | 1076737 | 1021050001 | Central Harlem North-Polo Grounds
9 | DOE | M010 | 2581 Adam Clayton Powell Blvd | Manhattan | ï¿½ | [10 empty] | Not Solar-Ready | Yes | 246,000 GSF | Fair | 15 to 19 years | No | 2020 | 2021-06-14 | 10039 | 40.8243 | -73.9371 | 110 | 236 | 1060198 | 1020160100 | Central Harlem North-Polo Grounds
9 | DOE | M030 | 144-176 East 128 St | Manhattan | EJA | [10 empty] | Not Solar-Ready | No | 148,000 GSF | Between Fair and Poor | > 20 years | No | 2020 | 2021-06-14 | 10035 | 40.806 | -73.9352 | 111 | 242 | 1054502 | 1017760020 | East Harlem North
9 | DOE | M046 | 2987 Frederick Douglass Blvd | Manhattan | EJA | [10 empty] | Not Solar-Ready | No | 107,538 GSF | Poor | > 20 years | No | 2020 | 2021-06-14 | 10039 | 40.8307 | -73.9361 | 110 | 24302 | 1082090 | 1021060050 | Central Harlem North-Polo Grounds
9 | DOE | M076 | 220 West 121 St | Manhattan | EJA | [10 empty] | Not Solar-Ready | No | 105,680 GSF | Fair | > 20 years | No | 2020 | 2021-06-14 | 10027 | 40.8068 | -73.9511 | 110 | 220 | 1058470 | 1019260017 | Central Harlem South
9 | DOE | M081 | 212 W. 120th St | Manhattan | EJA | [10 empty] | Not Solar-Ready | Yes | 92,000 GSF | Poor | > 20 years | No | 2020 | 2021-06-14 | 10027 | 40.8061 | -73.9513 | 110 | 220 | 1058447 | 1019250019 | Central Harlem South
9 | DOE | M088 | 215 West 114th St | Manhattan | EJA | [10 empty] | Not Solar-Ready | No | 208,925 GSF | Between Good and Fair | > 20 years | No | 2020 | 2021-06-14 | 10026 | 40.8022 | -73.9541 | 110 | 218 | 1055204 | 1018300019 | Central Harlem South
9 | DOE | M113 | 240 West 113 St | Manhattan | EJA | [10 empty] | Not Solar-Ready | No | 105,100 GSF | Fair | > 20 years | No | 2020 | 2021-06-14 | 10026 | 40.8017 | -73.9549 | 110 | 216 | 1055111 | 1018280015 | Central Harlem South
9 | DOE | M129 | 425 West 130 St | Manhattan | ï¿½ | [10 empty] | Not Solar-Ready | No | 102,125 GSF | Fair | 10 to 14 years | No | 2020 | 2021-06-14 | 10027 | 40.8146 | -73.9519 | 109 | 21703 | 1059407 | 1019570010 | Manhattanville
9 | DOE | M133 | 2121 5th Ave | Manhattan | EJA | [10 empty] | Not Solar-Ready | No | 81,680 GSF | Fair | > 20 years | No | 2020 | 2021-06-14 | 10037 | 40.8097 | -73.9399 | 111 | 206 | 1054276 | 1017550001 | Central Harlem North-Polo Grounds
9 | DOE | M161 | 499 West 133 St | Manhattan | EJA | [10 empty] | Not Solar-Ready | No | 114,125 GSF | Fair | > 20 years | No | 2020 | 2021-06-14 | 10027 | 40.8175 | -73.953 | 109 | 21303 | 1059645 | 1019710001 | Manhattanville
9 | DOE | M175 | 175 West 134 St | Manhattan | EJA | [10 empty] | Not Solar-Ready | No | Unknown | Unknown | 10 to 14 years | No | 2020 | 2021-06-14 | 10030 | 40.8144 | -73.9437 | 110 | 228 | 1058248 | 1019190006 | Central Harlem North-Polo Grounds
9 | DOE | M180 | 370 West 120 St | Manhattan | EJA | [10 empty] | Not Solar-Ready | No | 99,680 GSF | Fair | > 20 years | No | 2020 | 2021-06-14 | 10027 | 40.8078 | -73.9556 | 110 | 257 | 1059111 | 1019460001 | Central Harlem South
9 | DOE | M194 | 244 West 144 St | Manhattan | EJA | [10 empty] | Not Solar-Ready | No | 90,080 GSF | Fair | > 20 years | No | 2020 | 2021-06-14 | 10030 | 40.8214 | -73.9407 | 110 | 232 | 1060432 | 1020290011 | Central Harlem North-Polo Grounds
9 | DOE | M207 | 41 West 117 St | Manhattan | EJA | [10 empty] | Not Solar-Ready | No | 103,200 GSF | Fair | > 20 years | No | 2020 | 2021-06-14 | 10026 | 40.8021 | -73.9478 | 110 | 190 | 1051434 | 1016010001 | Central Harlem South
9 | DOE | M540 | 443 West 135th St | Manhattan | ï¿½ | [10 empty] | Not Solar-Ready | No | 195,600 GSF | Fair | > 20 years | No | 2020 | 2021-06-14 | 10031 | 40.8182 | -73.9504 | 109 | 21703 | 1059409 | 1019570078 | Manhattanville
9 | DOE | M808 | 133 Morningside Ave | Manhattan | EJA | [10 empty] | Not Solar-Ready | No | 124,576 GSF | Fair | 10 to 14 years | No | 2020 | 2021-06-14 | 10027 | 40.8112 | -73.9541 | 109 | 20901 | 1087468 | 1019510004 | Morningside Heights
9 | DOE | M911 | 22 E. 128 St | Manhattan | EJA | [10 empty] | Not Solar-Ready | No | 52,880 GSF | Fair | > 20 years | No | 2020 | 2021-06-14 | 10035 | 40.808 | -73.9401 | 111 | 206 | 1054159 | 1017520059 | Central Harlem North-Polo Grounds
9 | DOHMH | Central Harlem Health Center | 2238 5th Ave | Manhattan | ï¿½ | [10 empty] | Not Solar-Ready | No | 31,180 GSF | Unknown | 10 to 14 years | No | 2020 | 2021-06-14 | 10037 | 40.8136 | -73.937 | 110 | 212 | 1053900 | 1017340034 | Central Harlem North-Polo Grounds
9 | DPR | Jackie Robinson Park Pool and Rec Center | Bradhurst Ave at 146th St | Manhattan | EJA | [10 empty] | Not Solar-Ready | No | 30,000 GSF | Fair | > 20 years | Planned Green Roof | 2020 | 2021-06-14
9 | DPR | Marcus Garvey Park Pool | 124th St at 5th Ave | Manhattan | ï¿½ | [10 empty] | Not Solar-Ready | No | 22,800 GSF | Between Good and Fair | 5 to 9 years | No | 2020 | 2021-06-14
9 | DPR | Pelham Fritz Recreation Center | 122nd St at Mt Morris Park West | Manhattan | ï¿½ | [10 empty] | Not Solar-Ready | No | 14,000 GSF | Between Good and Fair | 10 to 14 years | Planned Green Roof | 2020 | 2021-06-14
9 | FDNY | Engine Co. 58 & Ladder Co. 26 | 1367 5th Ave | Manhattan | EJA | [10 empty] | Not Solar-Ready | No | 12,000 GSF | Unknown | Unknown | No | 2020 | 2021-06-14 | 10029 | 40.7989 | -73.9478 | 111 | 184 | 1080501 | 1016180001 | East Harlem North
9 | FDNY | Engine Co. 69 and Ladder Co. 28, Batt. 16 | 248 West 143rd St | Manhattan | EJA | [10 empty] | Not Solar-Ready | No | 11,250 GSF | Poor | 15 to 19 years | No | 2020 | 2021-06-14 | 10030 | 40.8211 | -73.9418 | 110 | 232 | 1075491 | 1020280051 | Central Harlem North-Polo Grounds
9 | HHC | Henry J. Carter Hospital - Skilled Nursing Facility | 1752 Park Ave | Manhattan | EJA | [10 empty] | Not Solar-Ready | No | 128,734 GSF | Poor | 15 to 19 years | No | 2020 | 2021-06-14 | 10035 | 40.8029 | -73.9406 | 111 | 198 | 1088883 | 1017470070 | East Harlem North
9 | HHC | Kountz Pavilion | 3-13 West 136th St | Manhattan | ï¿½ | [10 empty] | Not Solar-Ready | No | 121,000 GSF | Poor | > 20 years | No | 2020 | 2021-06-14 | 10037 | 40.8136 | -73.9376 | 110 | 212 | 1082167 | 1017340001 | Central Harlem North-Polo Grounds
9 | HHC | Martin Luther King Pavilion | 506 Lenox Ave | Manhattan | ï¿½ | [10 empty] | Not Solar-Ready | No | 667,100 GSF | Poor | > 20 years | No | 2020 | 2021-06-14 | 10037 | 40.8144 | -73.9407 | 110 | 212 | 1053899 | 1017330001 | Central Harlem North-Polo Grounds
9 | HHC | Ronald H. Brown Ambulatory Care Pavilion | 46 West 137th St | Manhattan | ï¿½ | [10 empty] | Not Solar-Ready | No | 127,800 GSF | Poor | > 20 years | No | 2020 | 2021-06-14 | 10037 | 40.8147 | -73.9382 | 110 | 212 | 1082172 | 1017340001 | Central Harlem North-Polo Grounds
9 | HHC | Sydenham Health Center | 264 West 118th St | Manhattan | EJA | [10 empty] | Not Solar-Ready | No | 21,081 GSF | Poor | > 20 years | No | 2020 | 2021-06-14 | 10026 | 40.8053 | -73.9534 | 110 | 218 | 1058399 | 1019230053 | Central Harlem South
9 | HHC | Women's Pavilion | 15 West 136th St | Manhattan | ï¿½ | [10 empty] | Not Solar-Ready | No | 165,900 GSF | Poor | > 20 years | No | 2020 | 2021-06-14 | 10037 | 40.8139 | -73.9383 | 110 | 212 | 1082170 | 1017340001 | Central Harlem North-Polo Grounds
9 | HRA | Oberia D. Dempsey Multi-Service Center (Space) (owned) | 127 West 127th St | Manhattan | EJA | [10 empty] | Not Solar-Ready | No | 134,468 GSF | Unknown | Unknown | No | 2020 | 2021-06-14 | 10027 | 40.8095 | -73.9455 | 110 | 224 | 1057904 | 1019120012 | Central Harlem North-Polo Grounds
9 | NYPD | 25th Precinct | 120 East 119th St | Manhattan | EJA | [10 empty] | Not Solar-Ready | No | 62,500 GSF | Fair | 15 to 19 years | No | 2020 | 2021-06-14 | 10035 | 40.8009 | -73.941 | 111 | 182 | 1054360 | 1017670062 | East Harlem North
9 | NYPD | 28th Precinct | 2271-89 8th Ave | Manhattan | EJA | [10 empty] | Not Solar-Ready | No | 37,160 GSF | Poor | 15 to 19 years | No | 2020 | 2021-06-14 | 10027 | 40.8086 | -73.9523 | 110 | 257 | 1059240 | 1019490029 | Central Harlem South
9 | NYPD | 32nd Precinct | 250 West 135th St | Manhattan | EJA | [10 empty] | Not Solar-Ready | No | 26,255 GSF | Good | 10 to 14 years | No | 2020 | 2021-06-14 | 10030 | 40.8159 | -73.9452 | 110 | 228 | 1075467 | 1019400048 | Central Harlem North-Polo Grounds
9 | NYPL | 115th Street Branch Library | 203 West 115th St | Manhattan | EJA | [10 empty] | Not Solar-Ready | No | 14,080 GSF | Poor | 15 to 19 years | No | 2020 | 2021-06-14 | 10026 | 40.8027 | -73.9534 | 110 | 218 | 1055236 | 1018310026 | Central Harlem South
9 | NYPL | Countee Cullen Branch Library | 104 West 136th St | Manhattan | EJA | [10 empty] | Not Solar-Ready | No | 23,345 GSF | Poor | 15 to 19 years | No | 2020 | 2021-06-14 | 10030 | 40.815 | -73.9409 | 110 | 228 | 1058275 | 1019200026 | Central Harlem North-Polo Grounds
9 | NYPL | Harlem Branch Library | 9 West 124th St | Manhattan | EJA | [10 empty] | Not Solar-Ready | No | 13,058 GSF | Poor | 15 to 19 years | No | 2020 | 2021-06-14 | 10027 | 40.8059 | -73.9432 | 110 | 200 | 1053460 | 1017220030 | Central Harlem South
10 | DCLA | The Cloisters (Metropolitan Mueseum of Art) | 799 Ft Washington Ave | Manhattan | ï¿½ | [10 empty] | Not Solar-Ready | No | 70,000 GSF | Fair | > 20 years | No | 2020 | 2021-06-14 | 10040 | 40.859 | -73.9343 | 112 | 273 | 1064383 | 1021790701 | Washington Heights North
10 | DHS | Fort Washington Armory-Shelter (Project Renewal) | 216 Ft Washington Ave | Manhattan | EJA | [10 empty] | Not Solar-Ready | No | 249,473 GSF | Fair | 15 to 19 years | No | 2020 | 2021-06-14 | 10032 | 40.8426 | -73.9421 | 112 | 251 | 1063381 | 1021380079 | Washington Heights South
10 | DOE | M008 | 465 West 167 St | Manhattan | EJA | [10 empty] | Not Solar-Ready | No | 90,100 GSF | Fair | > 20 years | No | 2020 | 2021-06-14 | 10032 | 40.839 | -73.9368 | 112 | 249 | 1081842 | 1021120001 | Washington Heights South
10 | DOE | M048 | 4360 Broadway | Manhattan | EJA | [10 empty] | Not Solar-Ready | No | 111,793 GSF | Fair | > 20 years | No | 2020 | 2021-06-14 | 10033 | 40.8535 | -73.934 | 112 | 271 | 1076752 | 1021670029 | Washington Heights North
10 | DOE | M052 | 650 Academy St | Manhattan | EJA | [10 empty] | Not Solar-Ready | No | 164,575 GSF | Fair | 10 to 14 years | No | 2020 | 2021-06-14 | 10034 | 40.8661 | -73.9248 | 112 | 291 | 1076776 | 1022330020 | Marble Hill-Inwood
10 | DOE | M090 | 21 Jumel Pl | Manhattan | EJA | [10 empty] | Not Solar-Ready | No | 193,375 GSF | Between Fair and Poor | > 20 years | No | 2020 | 2021-06-14 | 10032 | 40.8393 | -73.9362 | 112 | 249 | 1076741 | 1021120058 | Washington Heights South
10 | DOE | M098 | 512 West 212 St | Manhattan | EJA | [10 empty] | Not Solar-Ready | No | 107,134 GSF | Fair | > 20 years | No | 2020 | 2021-06-14 | 10034 | 40.8678 | -73.9171 | 112 | 303 | 1064871 | 1022290012 | Marble Hill-Inwood
10 | DOE | M115 | 586 West 177 St | Manhattan | EJA | [10 empty] | Not Solar-Ready | Yes | 104,000 GSF | Fair | > 20 years | No | 2020 | 2021-06-14 | 10033 | 40.8465 | -73.9352 | 112 | 261 | 1063228 | 1021330040 | Washington Heights South
10 | DOE | M132 | 185 Wadsworth Ave | Manhattan | EJA | [10 empty] | Not Solar-Ready | No | 97,300 GSF | Fair | > 20 years | No | 2020 | 2021-06-14 | 10033 | 40.8506 | -73.9344 | 112 | 271 | 1063947 | 1021650026 | Washington Heights North
10 | DOE | M152 | 93 Nagle Ave | Manhattan | EJA | [10 empty] | Not Solar-Ready | No | 112,058 GSF | Fair | 10 to 14 years | No | 2020 | 2021-06-14 | 10040 | 40.8604 | -73.9279 | 112 | 283 | 1064149 | 1021730001 | Washington Heights North
10 | DOE | M164 | 401 West 164 St | Manhattan | EJA | [10 empty] | Not Solar-Ready | No | 115,200 GSF | Fair | > 20 years | No | 2020 | 2021-06-14 | 10032 | 40.8365 | -73.9372 | 112 | 24301 | 1062636 | 1021110024 | Washington Heights South
10 | DOE | M173 | 306 Fort Washington Ave | Manhattan | EJA | [10 empty] | Not Solar-Ready | No | 135,965 GSF | Between Fair and Poor | 15 to 19 years | No | 2020 | 2021-06-14 | 10033 | 40.8455 | -73.9405 | 112 | 263 | 1063503 | 1021420154 | Washington Heights South
10 | DOE | M176 | 4862 Broadway | Manhattan | EJA | [10 empty] | Not Solar-Ready | No | 91,300 GSF | Fair | > 20 years | No | 2020 | 2021-06-14 | 10034 | 40.8667 | -73.9239 | 112 | 291 | 1064900 | 1022340007 | Marble Hill-Inwood
10 | DOE | M187 | 349 Cabrini Blvd | Manhattan | ï¿½ | [10 empty] | Not Solar-Ready | No | 80,480 GSF | Fair | 10 to 14 years | No | 2020 | 2021-06-14 | 10040 | 40.8567 | -73.9371 | 112 | 273 | 1064371 | 1021790365 | Washington Heights North
10 | DOE | M189 | 2580 Amsterdam Ave | Manhattan | EJA | [10 empty] | Not Solar-Ready | No | 134,387 GSF | Between Fair and Poor | > 20 years | No | 2020 | 2021-06-14 | 10040 | 40.8526 | -73.9276 | 112 | 277 | 1076750 | 1021590051 | Washington Heights North
10 | DOE | M218 | 4600 Broadway | Manhattan | EJA | [10 empty] | Not Solar-Ready | No | 210,000 GSF | Poor | > 20 years | No | 2020 | 2021-06-14 | 10040 | 40.8608 | -73.9307 | 112 | 285 | 1076756 | 1021720016 | Washington Heights North
10 | DOE | M465 | 549 Audubon Ave | Manhattan | EJA | [10 empty] | Not Solar-Ready | Yes | 330,000 GSF | Between Fair and Poor | > 20 years | No | 2020 | 2021-06-14 | 10040 | 40.8559 | -73.9271 | 112 | 277 | 1076751 | 1021600018 | Washington Heights North
10 | DOE | M847 | 93 Nagle Ave | Manhattan | EJA | [10 empty] | Not Solar-Ready | No | 10,626 GSF | Poor | > 20 years | No | 2020 | 2021-06-14 | 10040 | 40.8604 | -73.9279 | 112 | 283 | 1064149 | 1021730001 | Washington Heights North
10 | DOE | M876 | 2120 Amsterdam Ave | Manhattan | EJA | [10 empty] | Not Solar-Ready | No | 21,600 GSF | Between Good and Fair | 10 to 14 years | No | 2020 | 2021-06-14 | 10032 | 40.8381 | -73.9383 | 112 | 251 | 1085733 | 1021230045 | Washington Heights South
10 | DOHMH | Washington Heights Health Center | 600 West 168th St | Manhattan | EJA | [10 empty] | Not Solar-Ready | No | 51,050 GSF | Unknown | 15 to 19 years | No | 2020 | 2021-06-14 | 10032 | 40.8413 | -73.9402 | 112 | 251 | 1063379 | 1021380024 | Washington Heights South
10 | DOT | Harlem River Bridge Shop | 300 West 206th St | Manhattan | EJA | [10 empty] | Not Solar-Ready | No | 40,074 GSF | Between Good and Fair | 10 to 14 years | No | 2020 | 2021-06-14 | 10034 | 40.8626 | -73.9165 | 112 | 299 | 1081892 | 1021860009 | Marble Hill-Inwood
10 | DPR | Fort Tryon Park Building C (The Cloisters) | Fort Tryon Park | Manhattan | EJA | [10 empty] | Not Solar-Ready | No | 41,285 GSF | Poor | 15 to 19 years | No | 2020 | 2021-06-14 | 10040 | 40.8614 | -73.9335 | 112 | 287 | 1000000 | 1021790625 | Washington Heights North
10 | DSNY | BX07/BX08/M08 | 423 West 215th St | Manhattan | EJA | [10 empty] | Not Solar-Ready | Yes | 100,000 GSF | Between Fair and Poor | Unknown | No | 2020 | 2021-06-14 | 10034 | 40.869 | -73.9139 | 112 | 299 | 1082036 | 1022120001 | Marble Hill-Inwood
10 | DSNY | Manhattan 12 District Garage | 301 West 215th St | Manhattan | EJA | [10 empty] | Not Solar-Ready | Yes | 73,000 GSF | Good | > 20 years | No | 2020 | 2021-06-14 | 10034 | 40.8682 | -73.912 | 112 | 299 | 1064485 | 1021960001 | Marble Hill-Inwood
10 | FDNY | Engine Co. 93, Ladder Co. 45 and Batt. 13 | 515 West 181st St | Manhattan | EJA | [10 empty] | Not Solar-Ready | No | 21,883 GSF | Poor | 10 to 14 years | No | 2020 | 2021-06-14 | 10033 | 40.8484 | -73.9315 | 112 | 269 | 1075518 | 1021550030 | Washington Heights North
10 | NYPD | 33rd Precinct | 2207 Amsterdam Ave | Manhattan | EJA | [10 empty] | Not Solar-Ready | No | 52,207 GSF | Poor | > 20 years | No | 2020 | 2021-06-14 | 10032 | 40.8407 | -73.9356 | 112 | 249 | 1086200 | 1021120010 | Washington Heights South
10 | NYPD | 34th Precinct | 4295 Broadway | Manhattan | ï¿½ | [10 empty] | Not Solar-Ready | No | 26,697 GSF | Unknown | 10 to 14 years | No | 2020 | 2021-06-14 | 10033 | 40.8513 | -73.9352 | 112 | 271 | 1064415 | 1021800108 | Washington Heights North
10 | NYPL | Fort Washington Branch Library | 535 West 179th St | Manhattan | EJA | [10 empty] | Not Solar-Ready | No | 15,158 GSF | Poor | > 20 years | No | 2020 | 2021-06-14 | 10033 | 40.8477 | -73.9339 | 112 | 261 | 1063632 | 1021530053 | Washington Heights South
10 | NYPL | Inwood Branch Library | 4790 Broadway | Manhattan | EJA | [10 empty] | Not Solar-Ready | No | Unknown | Good | < 2 years | No | 2020 | 2021-06-14 | 10034 | 40.8659 | -73.9261 | 112 | 291 | 1064894 | 1022330013 | Marble Hill-Inwood
10 | NYPL | Washington Heights Branch Library | 1000 St. Nicholas Ave | Manhattan | EJA | [10 empty] | Not Solar-Ready | No | 17,497 GSF | Fair | 15 to 19 years | No | 2020 | 2021-06-14 | 10032 | 40.8346 | -73.94 | 112 | 24301 | 1062551 | 1021090055 | Washington Heights South
11 | DCLA | Glyndor House | 675 Independence Ave | Bronx | ï¿½ | [10 empty] | Not Solar-Ready | No | 14,362 GSF | Fair | > 20 years | No | 2020 | 2021-06-14
11 | DCLA | Wave Hill Campus: Wave Hill House | 675 West 252nd St | Bronx | ï¿½ | [10 empty] | Not Solar-Ready | No | 43,025 GSF | Between Good and Fair | Unknown | No | 2020 | 2021-06-14 | 10471 | 40.9001 | -73.9112 | 208 | 309 | 2101020 | 2059370440 | North Riverdale-Fieldston-Riverdale
11 | DCLA | Wave Hill House | 675 Independence Ave | Bronx | ï¿½ | [10 empty] | Not Solar-Ready | No | 24,055 GSF | Fair | > 20 years | No | 2020 | 2021-06-14
11 | DOE | X008 | 3010 Briggs Ave | Bronx | EJA | [10 empty] | Not Solar-Ready | No | 83,022 GSF | Fair | 10 to 14 years | No | 2020 | 2021-06-14 | 10458 | 40.8726 | -73.8836 | 207 | 415 | 2094734 | 2032990060 | Bedford Park-Fordham North
11 | DOE | X019 | 4318 Katonah Ave | Bronx | ï¿½ | [10 empty] | Not Solar-Ready | No | 43,260 GSF | Fair | > 20 years | No | 2020 | 2021-06-14 | 10470 | 40.8993 | -73.8675 | 212 | 45102 | 2019463 | 2033860001 | Woodlawn-Wakefield
11 | DOE | X020 | 3050 Webster Ave | Bronx | EJA | [10 empty] | Not Solar-Ready | No | 141,932 GSF | Fair | > 20 years | No | 2020 | 2021-06-14 | 10467 | 40.87 | -73.8789 | 207 | 425 | 2086851 | 2033300001 | Norwood
11 | DOE | X037 | 360 West 230 St | Bronx | ï¿½ | [10 empty] | Not Solar-Ready | No | 70,800 GSF | Fair | > 20 years | No | 2020 | 2021-06-14 | 10463 | 40.8803 | -73.9105 | 208 | 29302 | 2097990 | 2057160725 | Spuyten Duyvil-Kingsbridge
11 | DOE | X056 | 341 East 207 St | Bronx | EJA | [10 empty] | Not Solar-Ready | No | 36,000 GSF | Good | 2 to 4 years | No | 2020 | 2021-06-14 | 10467 | 40.8752 | -73.8752 | 207 | 42902 | 2018457 | 2033510001 | Norwood
11 | DOE | X080 | 149 East Mosholu Pkwy North | Bronx | EJA | [10 empty] | Not Solar-Ready | No | 133,109 GSF | Between Fair and Poor | 15 to 19 years | No | 2020 | 2021-06-14 | 10467 | 40.8763 | -73.8815 | 207 | 419 | 2018046 | 2033360035 | Norwood
11 | DOE | X081 | 5550 Riverdale Ave | Bronx | ï¿½ | [10 empty] | Not Solar-Ready | No | 74,460 GSF | Between Fair and Poor | > 20 years | No | 2020 | 2021-06-14 | 10471 | 40.9036 | -73.9052 | 208 | 337 | 2084806 | 2058501550 | North Riverdale-Fieldston-Riverdale
11 | DOE | X086 | 2756 Reservoir Ave | Bronx | ï¿½ | [10 empty] | Not Solar-Ready | No | 130,227 GSF | Fair | > 20 years | No | 2020 | 2021-06-14 | 10468 | 40.8698 | -73.8987 | 207 | 409 | 2100971 | 2032470070 | Van Cortlandt Village
11 | DOE | X094 | 3530 Kings College Pl | Bronx | EJA | [10 empty] | Not Solar-Ready | No | 69,000 GSF | Poor | > 20 years | No | 2020 | 2021-06-14 | 10467 | 40.8805 | -73.8757 | 207 | 431 | 2018628 | 2033560042 | Norwood
11 | DOE | X141 | 660 West 237 St | Bronx | ï¿½ | [10 empty] | Not Solar-Ready | No | 204,000 GSF | Poor | 15 to 19 years | No | 2020 | 2021-06-14 | 10463 | 40.8883 | -73.9135 | 208 | 309 | 2085870 | 2059180376 | North Riverdale-Fieldston-Riverdale
11 | DOE | X340 | 25 W. 195 St | Bronx | ï¿½ | [10 empty] | Not Solar-Ready | No | 67,632 GSF | Between Fair and Poor | > 20 years | No | 2020 | 2021-06-14 | 10468 | 40.869 | -73.8975 | 207 | 409 | 2101862 | 2032470015 | Van Cortlandt Village
11 | DOE | X368 | 2975 Tibbett Ave | Bronx | EJA | [10 empty] | Not Solar-Ready | No | 162,677 GSF | Fair | 10 to 14 years | No | 2020 | 2021-06-14 | 10463 | 40.8794 | -73.9099 | 208 | 29302 | 2112838 | 2057160725 | Spuyten Duyvil-Kingsbridge
11 | DOE | X852 | 3617 Bainbridge Ave | Bronx | EJA | [10 empty] | Not Solar-Ready | No | 27,600 GSF | Fair | > 20 years | No | 2020 | 2021-06-14 | 10467 | 40.8851 | -73.8777 | 207 | 431 | 2017858 | 2033290124 | Norwood
11 | DOE | X868 | 2756 Reservoir Ave | Bronx | ï¿½ | [10 empty] | Not Solar-Ready | No | 13,023 GSF | Poor | > 20 years | No | 2020 | 2021-06-14 | 10468 | 40.8698 | -73.8987 | 207 | 409 | 2100971 | 2032470070 | Van Cortlandt Village
11 | DPR | Arthur Ross Nursery | Nursery Road at Van Cortlandt Park East | Bronx | EJA | [10 empty] | Not Solar-Ready | No | 15,000 GSF | Fair | > 20 years | No | 2020 | 2021-06-14
11 | DPR | Van Cortlandt Park Pool | Broadway at West 242nd St | Bronx | EJA | [10 empty] | Not Solar-Ready | No | 10,000 GSF | Fair | > 20 years | No | 2020 | 2021-06-14
11 | HHC | North Central Bronx Hospital | 3424 Kossuth Ave | Bronx | EJA | [10 empty] | Not Solar-Ready | No | 797,600 GSF | Poor | > 20 years | No | 2020 | 2021-06-14 | 10467 | 40.8805 | -73.8816 | 207 | 421 | 2017787 | 2033270200 | Norwood
11 | NYPD | 50th Precinct | 3450 Kingsbridge Ave | Bronx | ï¿½ | [10 empty] | Not Solar-Ready | No | 47,097 GSF | Unknown | 10 to 14 years | No | 2020 | 2021-06-14 | 10463 | 40.8829 | -73.9036 | 208 | 287 | 2087576 | 2057600134 | Spuyten Duyvil-Kingsbridge
11 | NYPL | Kingsbridge Library | 291 West 231 St | Bronx | EJA | [10 empty] | Not Solar-Ready | No | 12,625 GSF | Good | < 2 years | Existing Green Roof | 2020 | 2021-06-14 | 10463 | 40.8806 | -73.908 | 208 | 289 | 2119474 | 2057130123 | Spuyten Duyvil-Kingsbridge
11 | NYPL | Mosholu Branch Library | 285 East 205th St | Bronx | EJA | [10 empty] | Not Solar-Ready | No | 10,285 GSF | Fair | Unknown | No | 2020 | 2021-06-14 | 10467 | 40.8742 | -73.8783 | 207 | 423 | 2018123 | 2033410076 | Norwood
12 | ACS | 1250 East 229 Street | 1250 East 229 St | Bronx | EJA | [10 empty] | Not Solar-Ready | No | 45,482 GSF | Good | Unknown | No | 2020 | 2021-06-14 | 10466 | 40.8837 | -73.842 | 212 | 460 | 2097408 | 2049050002 | Eastchester-Edenwald-Baychester
12 | DCAS | Bronx Neighborhood Building | 4101 White Plains Rd | Bronx | EJA | [10 empty] | Not Solar-Ready | No | 17,364 GSF | Poor | 15 to 19 years | No | 2020 | 2021-06-14 | 10466 | 40.8907 | -73.8589 | 212 | 420 | 2063174 | 2048320009 | Williamsbridge-Olinville
12 | DOE | X041 | 3352 Olinville Ave | Bronx | EJA | [10 empty] | Not Solar-Ready | No | 85,280 GSF | Between Good and Fair | 10 to 14 years | No | 2020 | 2021-06-14 | 10467 | 40.8743 | -73.8682 | 212 | 374 | 2056898 | 2046240015 | Williamsbridge-Olinville
12 | DOE | X068 | 4011 Monticello Ave | Bronx | EJA | [10 empty] | Not Solar-Ready | No | 84,080 GSF | Fair | > 20 years | No | 2020 | 2021-06-14 | 10466 | 40.8917 | -73.8385 | 212 | 426 | 2067852 | 2049860081 | Woodlawn-Wakefield
12 | DOE | X076 | 900 Adee Ave | Bronx | EJA | [10 empty] | Not Solar-Ready | No | 69,784 GSF | Poor | > 20 years | No | 2020 | 2021-06-14 | 10469 | 40.8696 | -73.8613 | 211 | 342 | 2054933 | 2045520010 | Allerton-Pelham Gardens
12 | DOE | X078 | 1400 Needham Ave | Bronx | EJA | [10 empty] | Not Solar-Ready | No | 109,280 GSF | Fair | > 20 years | No | 2020 | 2021-06-14 | 10469 | 40.8786 | -73.8512 | 212 | 386 | 2060191 | 2047190001 | Eastchester-Edenwald-Baychester
12 | DOE | X087 | 1935 Bussing Ave | Bronx | EJA | [10 empty] | Not Solar-Ready | No | Unknown | Unknown | 10 to 14 years | No | 2020 | 2021-06-14 | 10466 | 40.8951 | -73.846 | 212 | 428 | 2069061 | 2050180001 | Woodlawn-Wakefield
12 | DOE | X103 | 4125 Carpenter Ave | Bronx | EJA | [10 empty] | Not Solar-Ready | No | Unknown | Unknown | 10 to 14 years | No | 2020 | 2021-06-14 | 10466 | 40.8922 | -73.8615 | 212 | 420 | 2062883 | 2048230001 | Williamsbridge-Olinville
12 | DOE | X111 | 3740 Baychester Ave | Bronx | EJA | [10 empty] | Not Solar-Ready | No | 85,396 GSF | Fair | > 20 years | No | 2020 | 2021-06-14 | 10466 | 40.8843 | -73.8403 | 212 | 484 | 2065992 | 2049160001 | Eastchester-Edenwald-Baychester
12 | DOE | X113 | 3710 Barnes Ave | Bronx | EJA | [10 empty] | Not Solar-Ready | No | 161,000 GSF | Between Fair and Poor | 15 to 19 years | No | 2020 | 2021-06-14 | 10467 | 40.8809 | -73.8609 | 212 | 390 | 2058396 | 2046750020 | Williamsbridge-Olinville
12 | DOE | X142 | 3750 Baychester Ave | Bronx | EJA | [10 empty] | Not Solar-Ready | Yes | 164,751 GSF | Fair | > 20 years | No | 2020 | 2021-06-14 | 10466 | 40.885 | -73.8405 | 212 | 484 | 2066190 | 2049350001 | Eastchester-Edenwald-Baychester
12 | DOE | X153 | 650 Baychester Ave | Bronx | ï¿½ | [10 empty] | Not Solar-Ready | No | 94,000 GSF | Between Fair and Poor | 15 to 19 years | No | 2020 | 2021-06-14 | 10475 | 40.8726 | -73.8337 | 210 | 46201 | 2097470 | 2051410150 | Co-op City
12 | DOE | X160 | 4140 Hutchinson River Pkwy | Bronx | EJA | [10 empty] | Not Solar-Ready | No | 147,600 GSF | Fair | > 20 years | No | 2020 | 2021-06-14 | 10475 | 40.8647 | -73.8243 | 210 | 302 | 2072352 | 2051350200 | Co-op City
12 | DOE | X169 | 3500 Edson Ave | Bronx | EJA | [10 empty] | Not Solar-Ready | No | 37,200 GSF | Between Good and Fair | 10 to 14 years | No | 2020 | 2021-06-14 | 10466 | 40.8812 | -73.8398 | 212 | 460 | 2116222 | 2048940001 | Eastchester-Edenwald-Baychester
12 | DOE | X178 | 850 Baychester Ave | Bronx | ï¿½ | [10 empty] | Not Solar-Ready | No | 165,600 GSF | Between Fair and Poor | 10 to 14 years | No | 2020 | 2021-06-14 | 10475 | 40.8759 | -73.8339 | 210 | 46201 | 2116161 | 2051410150 | Co-op City
12 | DOE | X180 | 700 Baychester Ave | Bronx | ï¿½ | [10 empty] | Not Solar-Ready | No | 164,400 GSF | Between Fair and Poor | 10 to 14 years | No | 2020 | 2021-06-14 | 10475 | 40.873 | -73.8338 | 210 | 46201 | 2116158 | 2051410150 | Co-op City
12 | DOE | X189 | 3441 Steenwick Ave | Bronx | EJA | [10 empty] | Not Solar-Ready | Yes | 129,600 GSF | Between Fair and Poor | 10 to 14 years | No | 2020 | 2021-06-14 | 10475 | 40.883 | -73.8304 | 212 | 46202 | 2124548 | 2052630192 | Co-op City
12 | DOE | X455 | 750 Baychester Ave | Bronx | ï¿½ | [10 empty] | Not Solar-Ready | Yes | 1,190,400 GSF | Between Fair and Poor | 15 to 19 years | No | 2020 | 2021-06-14 | 10475 | 40.8741 | -73.8339 | 210 | 46201 | 2116159 | 2051410150 | Co-op City
12 | DSNY | Bronx 12 District Garage | 1643 East 233rd St | Bronx | EJA | [10 empty] | Not Solar-Ready | Yes | 162,380 GSF | Fair | > 20 years | No | 2020 | 2021-06-14 | 10466 | 40.888 | -73.8258 | 212 | 456 | 2090261 | 2049740028 | Eastchester-Edenwald-Baychester
12 | NYPD | 47th Precinct | 4111 Laconia Ave | Bronx | EJA | [10 empty] | Not Solar-Ready | m | 34,700 GSF | Fair | 10 to 14 years | No | 2020 | 2021-06-14 | 10466 | 40.8873 | -73.8473 | 212 | 424 | 2065163 | 2048760001 | Williamsbridge-Olinville
13 | DOE | X012 | 2555 Tratman Ave | Bronx | EJA | [10 empty] | Not Solar-Ready | Yes | 70,000 GSF | Good | 5 to 9 years | No | 2020 | 2021-06-14 | 10461 | 40.8401 | -73.8444 | 210 | 200 | 2041864 | 2039830001 | Van Nest-Morris Park-Westchester Square
13 | DOE | X071 | 3040 Roberts Ave | Bronx | EJA | [10 empty] | Not Solar-Ready | No | 130,693 GSF | Poor | > 20 years | No | 2020 | 2021-06-14 | 10461 | 40.8458 | -73.8298 | 210 | 26602 | 2046140 | 2041710001 | Pelham Bay-Country Club-City Island
13 | DOE | X083 | 950 Rhinelander Ave | Bronx | EJA | [10 empty] | Not Solar-Ready | No | 96,100 GSF | Fair | 10 to 14 years | No | 2020 | 2021-06-14 | 10462 | 40.8494 | -73.8592 | 211 | 244 | 2045344 | 2041250001 | Van Nest-Morris Park-Westchester Square
13 | DOE | X089 | 980 Mace Ave | Bronx | EJA | [10 empty] | Not Solar-Ready | Yes | 98,000 GSF | Between Fair and Poor | 10 to 14 years | No | 2020 | 2021-06-14 | 10469 | 40.8631 | -73.8594 | 211 | 324 | 2051571 | 2044440016 | Bronxdale
13 | DOE | X101 | 2750 Lafayette Ave | Bronx | EJA | [10 empty] | Not Solar-Ready | No | 182,525 GSF | Between Fair and Poor | 15 to 19 years | No | 2020 | 2021-06-14 | 10465 | 40.8275 | -73.8298 | 210 | 152 | 2080231 | 2055470001 | Schuylerville-Throgs Neck-Edgewater Park
13 | DOE | X105 | 725 Brady Ave | Bronx | EJA | [10 empty] | Not Solar-Ready | No | 97,505 GSF | Fair | > 20 years | No | 2020 | 2021-06-14 | 10462 | 40.8524 | -73.8666 | 211 | 22404 | 2048794 | 2042880001 | Pelham Parkway
13 | DOE | X108 | 1166 Neill Ave | Bronx | ï¿½ | [10 empty] | Not Solar-Ready | No | 37,426 GSF | Between Good and Fair | 10 to 14 years | No | 2020 | 2021-06-14 | 10461 | 40.8547 | -73.8532 | 211 | 288 | 2048608 | 2042750001 | Pelham Parkway
13 | DOE | X175 | 200 City Island Ave | Bronx | ï¿½ | [10 empty] | Not Solar-Ready | No | 56,343 GSF | Between Good and Fair | 10 to 14 years | No | 2020 | 2021-06-14 | 10464 | 40.8439 | -73.7852 | 210 | 516 | 2082444 | 2056410280 | Pelham Bay-Country Club-City Island
13 | DOE | X418 | 2040 Antin Pl | Bronx | EJA | [10 empty] | Not Solar-Ready | No | 63,330 GSF | Fair | 10 to 14 years | No | 2020 | 2021-06-14 | 10462 | 40.8514 | -73.865 | 211 | 228 | 2048811 | 2042900048 | Pelham Parkway
13 | DOE | X722 | 2697 Westchester Ave | Bronx | EJA | [10 empty] | Not Solar-Ready | No | 78,000 GSF | Fair | 10 to 14 years | No | 2020 | 2021-06-14 | 10461 | 40.8423 | -73.8389 | 211 | 284 | 2045725 | 2041330200 | Van Nest-Morris Park-Westchester Square
13 | DOE | X981 | 1840 Bogart Ave | Bronx | EJA | [10 empty] | Not Solar-Ready | No | 61,280 GSF | Between Fair and Poor | > 20 years | No | 2020 | 2021-06-14 | 10462 | 40.8482 | -73.8586 | 211 | 244 | 2117664 | 2041250015 | Van Nest-Morris Park-Westchester Square
13 | DOHMH | Westchester Health Center | 2527 Glebe Ave | Bronx | EJA | [10 empty] | Not Solar-Ready | No | 21,364 GSF | Unknown | 15 to 19 years | No | 2020 | 2021-06-14 | 10461 | 40.841 | -73.8464 | 210 | 200 | 2041911 | 2039860034 | Van Nest-Morris Park-Westchester Square
13 | DPR | Orchard Beach Administration Building | 1 Orchard Beach Rd | Bronx | EJA | [10 empty] | Not Solar-Ready | No | 11,500 GSF | Poor | > 20 years | No | 2020 | 2021-06-14 | 10464 | 40.8652 | -73.8028 | 228 | 504 | 2000000 | 2056500001 | park-cemetery-etc-Bronx
13 | FDNY | Jacobi Medical Center Campus: EMS 20 | 1825 Eastchester Rd | Bronx | EJA | [10 empty] | Not Solar-Ready | No | 12,500 GSF | Poor | Unknown | No | 2020 | 2021-06-14 | 10461 | 40.8503 | -73.8449 | 211 | 286 | 2097361 | 2041170001 | Van Nest-Morris Park-Westchester Square
13 | HHC | Boiler House | 2025 Eastchester Rd | Bronx | EJA | [10 empty] | Not Solar-Ready | No | 17,636 GSF | Unknown | Unknown | No | 2020 | 2021-06-14 | 10461 | 40.854 | -73.8435 | 211 | 296 | 2097545 | 2042050040 | Pelham Parkway
13 | HHC | Jacobi Medical Center | 1400 Pelham Pkwy South | Bronx | EJA | [10 empty] | Not Solar-Ready | No | 2,117,244 GSF | Poor | 15 to 19 years | No | 2020 | 2021-06-14 | 10461 | 40.8574 | -73.8471 | 211 | 296 | 2097550 | 2042050001 | Pelham Parkway
13 | HHC | Jacobi Medical Center Staff Residence | 1900 Seminole Ave | Bronx | EJA | [10 empty] | Not Solar-Ready | No | 55,300 GSF | Poor | 15 to 19 years | No | 2020 | 2021-06-14 | 10461 | 40.8548 | -73.8484 | 211 | 296 | 2097551 | 2042050001 | Pelham Parkway
13 | HHC | Laundry Building | 2035 Eastchester Rd | Bronx | EJA | [10 empty] | Not Solar-Ready | No | 27,012 GSF | Unknown | Unknown | No | 2020 | 2021-06-14 | 10461 | 40.8543 | -73.8436 | 211 | 296 | 2097548 | 2042050040 | Pelham Parkway
13 | HHC | Rose Kennedy Building | 1410 Pelham Pkwy South | Bronx | EJA | [10 empty] | Not Solar-Ready | No | 120,650 GSF | Unknown | Unknown | No | 2020 | 2021-06-14 | 10461 | 40.8574 | -73.847 | 211 | 296 | 2097552 | 2042050055 | Pelham Parkway
13 | NYPD | 45th Precinct | 2877 Barkley Ave | Bronx | ï¿½ | [10 empty] | Not Solar-Ready | No | 26,300 GSF | Between Fair and Poor | Unknown | No | 2020 | 2021-06-14 | 10465 | 40.8307 | -73.8271 | 210 | 166 | 2097742 | 2055310040 | Schuylerville-Throgs Neck-Edgewater Park
13 | NYPD | 49th Precinct | 2121 Eastchester Rd | Bronx | EJA | [10 empty] | Not Solar-Ready | Yes | 31,070 GSF | Poor | 10 to 14 years | No | 2020 | 2021-06-14 | 10461 | 40.856 | -73.8439 | 211 | 296 | 2097543 | 2042050001 | Pelham Parkway
13 | NYPL | Allerton Branch Library | 2740 Barnes Ave | Bronx | EJA | [10 empty] | Not Solar-Ready | No | 10,984 GSF | Fair | 15 to 19 years | No | 2020 | 2021-06-14 | 10467 | 40.8662 | -73.8635 | 211 | 340 | 2053752 | 2045130016 | Bronxdale
13 | NYPL | Morris Park Branch Library | 985 Morris Park Ave | Bronx | ï¿½ | [10 empty] | Not Solar-Ready | No | 16,300 GSF | Fair | 10 to 14 years | No | 2020 | 2021-06-14 | 10462 | 40.8479 | -73.8567 | 211 | 252 | 2045398 | 2041260040 | Van Nest-Morris Park-Westchester Square
13 | NYPL | Westchester Square Branch Library (New Construction) | 9 Westchester Square | Bronx | EJA | [10 empty] | Not Solar-Ready | No | 12,000 GSF | Between Good and Fair | < 2 years | No | 2020 | 2021-06-14 | 10461 | 40.84 | -73.8434 | 210 | 200 | 2041853 | 2039810002 | Van Nest-Morris Park-Westchester Square
14 | ACS | Babove Worldwide Institute Inc. | 1810 Davidson Ave | Bronx | EJA | [10 empty] | Not Solar-Ready | No | 25,760 GSF | Poor | Unknown | No | 2020 | 2021-06-14 | 10453 | 40.8494 | -73.9123 | 205 | 217 | 2109470 | 2028610129 | University Heights-Morris Heights
14 | CUNY | Community Hall | 2020 Sedgwick Ave | Bronx | ï¿½ | [10 empty] | Not Solar-Ready | No | 36,404 GSF | Poor | Unknown | No | 2020 | 2021-06-14 | 10453 | 40.8582 | -73.9158 | 205 | 249 | 2100240 | 2032220062 | University Heights-Morris Heights
14 | CUNY | Alumni Gymnasium | 2053 University Ave | Bronx | ï¿½ | [10 empty] | Not Solar-Ready | No | 70,616 GSF | Poor | Unknown | No | 2020 | 2021-06-14 | 10453 | 40.8559 | -73.9103 | 205 | 249 | 2097306 | 2032220040 | University Heights-Morris Heights
14 | CUNY | Bliss Hall | 145 West 180 St | Bronx | ï¿½ | [10 empty] | Not Solar-Ready | No | 29,210 GSF | Between Fair and Poor | Unknown | No | 2020 | 2021-06-14 | 10453 | 40.8562 | -73.913 | 205 | 249 | 2100252 | 2032220062 | University Heights-Morris Heights
14 | CUNY | Butler Hall | 2018 Sedgwick Ave | Bronx | ï¿½ | [10 empty] | Not Solar-Ready | No | 17,028 GSF | Poor | Unknown | No | 2020 | 2021-06-14 | 10453 | 40.8581 | -73.9158 | 205 | 249 | 2100242 | 2032220062 | University Heights-Morris Heights
14 | CUNY | Colston Hall | 2020 Sedgwick Ave | Bronx | ï¿½ | [10 empty] | Not Solar-Ready | No | 112,416 GSF | Poor | Unknown | No | 2020 | 2021-06-14 | 10453 | 40.8582 | -73.9158 | 205 | 249 | 2100240 | 2032220062 | University Heights-Morris Heights
14 | CUNY | Energy Plant | 121 West 180 St | Bronx | ï¿½ | [10 empty] | Not Solar-Ready | No | 25,231 GSF | Poor | Unknown | No | 2020 | 2021-06-14 | 10453 | 40.8561 | -73.9125 | 205 | 249 | 2100251 | 2032220062 | University Heights-Morris Heights
14 | CUNY | Gould Hall | 2151 University Ave | Bronx | ï¿½ | [10 empty] | Not Solar-Ready | No | 41,400 GSF | Poor | Unknown | No | 2020 | 2021-06-14 | 10453 | 40.8571 | -73.9098 | 205 | 249 | 2100248 | 2032220062 | University Heights-Morris Heights
14 | CUNY | Gould Memorial Library | 2060 Sedgwick Ave | Bronx | ï¿½ | [10 empty] | Not Solar-Ready | No | 54,653 GSF | Poor | Unknown | No | 2020 | 2021-06-14 | 10453 | 40.8589 | -73.915 | 205 | 249 | 2100243 | 2032220062 | University Heights-Morris Heights
14 | CUNY | Guggenheim Hall | 155 West 180 St | Bronx | ï¿½ | [10 empty] | Not Solar-Ready | No | 21,896 GSF | Poor | Unknown | No | 2020 | 2021-06-14 | 10453 | 40.8562 | -73.9133 | 205 | 249 | 2100253 | 2032220062 | University Heights-Morris Heights
14 | CUNY | Havemeyer Lab | 185 West 180th St | Bronx | ï¿½ | [10 empty] | Not Solar-Ready | No | 12,768 GSF | Between Fair and Poor | Unknown | No | 2020 | 2021-06-14 | 10453 | 40.8564 | -73.9144 | 205 | 249 | 2100256 | 2032220062 | University Heights-Morris Heights
14 | CUNY | Language Hall | 2050 Sedgwick Ave | Bronx | ï¿½ | [10 empty] | Not Solar-Ready | No | 21,413 GSF | Between Fair and Poor | Unknown | No | 2020 | 2021-06-14 | 10453 | 40.8589 | -73.9151 | 205 | 249 | 2096464 | 2032220062 | University Heights-Morris Heights
14 | CUNY | Loew Annex | 2085 University Ave | Bronx | ï¿½ | [10 empty] | Not Solar-Ready | No | 10,138 GSF | Poor | Unknown | No | 2020 | 2021-06-14 | 10453 | 40.8566 | -73.9099 | 205 | 249 | 2097307 | 2032220040 | University Heights-Morris Heights
14 | CUNY | Loew Hall | 2055 University Ave | Bronx | ï¿½ | [10 empty] | Not Solar-Ready | No | 53,776 GSF | Poor | Unknown | No | 2020 | 2021-06-14 | 10453 | 40.856 | -73.9103 | 205 | 249 | 2014898 | 2032220001 | University Heights-Morris Heights
14 | CUNY | MacCracken Hall | 181 Hall of Fame Ter | Bronx | EJA | [10 empty] | Not Solar-Ready | No | 17,028 GSF | Between Fair and Poor | Unknown | No | 2020 | 2021-06-14 | 10453 | 40.8593 | -73.9125 | 207 | 255 | 2090982 | 2032230050 | Kingsbridge Heights
14 | CUNY | Meister Hall | 161 West 180 St | Bronx | ï¿½ | [10 empty] | Not Solar-Ready | No | 230,601 GSF | Poor | Unknown | No | 2020 | 2021-06-14 | 10453 | 40.8562 | -73.9134 | 205 | 249 | 2014900 | 2032220620 | University Heights-Morris Heights
14 | CUNY | New Hall | 135 West 180 St | Bronx | ï¿½ | [10 empty] | Not Solar-Ready | No | 39,605 GSF | Poor | Unknown | No | 2020 | 2021-06-14 | 10453 | 40.8561 | -73.9128 | 205 | 249 | 2100250 | 2032220062 | University Heights-Morris Heights
14 | CUNY | Nichols Hall | 125 West 180 St | Bronx | ï¿½ | [10 empty] | Not Solar-Ready | No | 73,344 GSF | Poor | Unknown | No | 2020 | 2021-06-14 | 10453 | 40.8561 | -73.9126 | 205 | 249 | 2100249 | 2032220062 | University Heights-Morris Heights
14 | CUNY | Philosophy Hall | 2070 Sedgwick Ave | Bronx | ï¿½ | [10 empty] | Not Solar-Ready | No | 16,234 GSF | Poor | Unknown | No | 2020 | 2021-06-14 | 10453 | 40.859 | -73.9149 | 205 | 249 | 2100244 | 2032220062 | University Heights-Morris Heights
14 | CUNY | Polowczyk Hall | 2016 Sedgwick Ave | Bronx | ï¿½ | [10 empty] | Not Solar-Ready | No | 61,969 GSF | Poor | Unknown | No | 2020 | 2021-06-14 | 10453 | 40.8576 | -73.9159 | 205 | 249 | 2100241 | 2032220062 | University Heights-Morris Heights
14 | CUNY | Roscoe C. Brown Student Center | 160 Hall of Fame Ter | Bronx | ï¿½ | [10 empty] | Not Solar-Ready | No | 58,794 GSF | Good | < 2 years | No | 2020 | 2021-06-14 | 10453 | 40.859 | -73.9115 | 205 | 249 | 2100247 | 2032220062 | University Heights-Morris Heights
14 | CUNY | Roscoe C. Brown Student Center - Brown Annex | 160 Hall of Fame Ter | Bronx | ï¿½ | [10 empty] | Not Solar-Ready | No | 14,295 GSF | Poor | Unknown | No | 2020 | 2021-06-14 | 10453 | 40.859 | -73.9115 | 205 | 249 | 2100247 | 2032220062 | University Heights-Morris Heights
14 | CUNY | Sage Hall | 175 West 180 St | Bronx | ï¿½ | [10 empty] | Not Solar-Ready | No | 27,328 GSF | Good | 15 to 19 years | No | 2020 | 2021-06-14 | 10453 | 40.8563 | -73.9141 | 205 | 249 | 2100254 | 2032220062 | University Heights-Morris Heights
14 | CUNY | Snow Hall | 135 Hall of Fame Ter | Bronx | EJA | [10 empty] | Not Solar-Ready | No | 10,526 GSF | Poor | > 20 years | No | 2020 | 2021-06-14 | 10453 | 40.8586 | -73.9105 | 207 | 255 | 2014903 | 2032240001 | Kingsbridge Heights
14 | DOE | X015 | 2195 Andrews Ave | Bronx | EJA | [10 empty] | Not Solar-Ready | No | 162,125 GSF | Between Fair and Poor | > 20 years | No | 2020 | 2021-06-14 | 10453 | 40.8588 | -73.9097 | 207 | 255 | 2096013 | 2032240009 | Kingsbridge Heights
14 | DOE | X033 | 24-24 Jerome Ave | Bronx | EJA | [10 empty] | Not Solar-Ready | No | 84,080 GSF | Fair | > 20 years | No | 2020 | 2021-06-14 | 10468 | 40.8618 | -73.9018 | 205 | 239 | 2014099 | 2031880020 | Fordham South
14 | DOE | X079 | 125 East 181 St | Bronx | EJA | [10 empty] | Not Solar-Ready | Yes | 180,000 GSF | Poor | > 20 years | No | 2020 | 2021-06-14 | 10453 | 40.8549 | -73.9035 | 205 | 23704 | 2013849 | 2031700001 | Fordham South
14 | DOE | X082 | 1700 Macombs Rd | Bronx | EJA | [10 empty] | Not Solar-Ready | No | 107,125 GSF | Fair | 10 to 14 years | No | 2020 | 2021-06-14 | 10453 | 40.8495 | -73.9161 | 205 | 21502 | 2008460 | 2028660070 | University Heights-Morris Heights
14 | DOE | X091 | 2200 Aqueduct Ave | Bronx | EJA | [10 empty] | Not Solar-Ready | Yes | 66,000 GSF | Between Fair and Poor | 10 to 14 years | No | 2020 | 2021-06-14 | 10453 | 40.8581 | -73.908 | 205 | 251 | 2094683 | 2032070040 | University Heights-Morris Heights
14 | DOE | X109 | 1771 Popham Ave | Bronx | EJA | [10 empty] | Not Solar-Ready | No | 86,324 GSF | Poor | > 20 years | No | 2020 | 2021-06-14 | 10453 | 40.8514 | -73.9185 | 205 | 20502 | 2094549 | 2028770393 | University Heights-Morris Heights
14 | DOE | X115 | 120 East 184 St | Bronx | EJA | [10 empty] | Not Solar-Ready | No | 133,200 GSF | Poor | 10 to 14 years | No | 2020 | 2021-06-14 | 10468 | 40.8598 | -73.9002 | 205 | 23703 | 2013899 | 2031720046 | Fordham South
14 | DOE | X122 | 260 West Kingsbridge Rd | Bronx | EJA | [10 empty] | Not Solar-Ready | No | 91,715 GSF | Fair | > 20 years | No | 2020 | 2021-06-14 | 10463 | 40.8729 | -73.9052 | 207 | 269 | 2096486 | 2032390041 | Kingsbridge Heights
14 | DOE | X170 | 1594-98 Townsend Ave | Bronx | EJA | [10 empty] | Not Solar-Ready | No | 56,343 GSF | Fair | > 20 years | No | 2020 | 2021-06-14 | 10452 | 40.8443 | -73.9136 | 204 | 22702 | 2103870 | 2028470041 | Mount Hope
14 | DOE | X206 | 2280 Aqueduct Ave | Bronx | EJA | [10 empty] | Not Solar-Ready | Yes | 50,400 GSF | Between Fair and Poor | 10 to 14 years | No | 2020 | 2021-06-14 | 10468 | 40.8597 | -73.9065 | 207 | 253 | 2086823 | 2032090001 | Kingsbridge Heights
14 | DOE | X226 | 1950 Sedgwick Ave | Bronx | ï¿½ | [10 empty] | Not Solar-Ready | No | 27,600 GSF | Fair | > 20 years | No | 2020 | 2021-06-14 | 10453 | 40.8566 | -73.9162 | 205 | 249 | 2096465 | 2032220100 | University Heights-Morris Heights
14 | DOE | X279 | 2100 Walton Ave | Bronx | EJA | [10 empty] | Not Solar-Ready | No | 93,516 GSF | Fair | > 20 years | No | 2020 | 2021-06-14 | 10453 | 40.8544 | -73.9056 | 205 | 241 | 2103867 | 2031780014 | Mount Hope
14 | DOE | X306 | 40 West Tremont Ave | Bronx | EJA | [10 empty] | Not Solar-Ready | No | 202,975 GSF | Fair | > 20 years | No | 2020 | 2021-06-14 | 10453 | 40.8518 | -73.9112 | 205 | 217 | 2098721 | 2028620014 | University Heights-Morris Heights
14 | DOE | X843 | 2641 Grand Concourse | Bronx | EJA | [10 empty] | Not Solar-Ready | No | 74,480 GSF | Under Construction | Under Construction | No | 2020 | 2021-06-14 | 10468 | 40.8656 | -73.8948 | 207 | 401 | 2013830 | 2031680027 | Bedford Park-Fordham North
14 | DOT | Jerome 190th Street Parking Garage | 2476 Jerome Ave | Bronx | EJA | [10 empty] | Not Solar-Ready | No | 155,400 GSF | Unknown | Unknown | No | 2020 | 2021-06-14 | 10468 | 40.8632 | -73.9007 | 207 | 401 | 2014125 | 2031890009 | Bedford Park-Fordham North
14 | FDNY | Engine Co. 75 and Ladder Co. 33, Batt. 19 | 2175 Walton Ave | Bronx | EJA | [10 empty] | Not Solar-Ready | No | 12,541 GSF | Poor | 15 to 19 years | No | 2020 | 2021-06-14 | 10453 | 40.8561 | -73.9042 | 205 | 239 | 2118039 | 2031860037 | Fordham South
14 | NYPL | Francis Martin Branch Library | 2150 University Ave | Bronx | EJA | [10 empty] | Not Solar-Ready | No | 16,486 GSF | Fair | 15 to 19 years | No | 2020 | 2021-06-14 | 10453 | 40.8574 | -73.9097 | 205 | 251 | 2014579 | 2032110005 | University Heights-Morris Heights
15 | DCLA | Administration East | 2300 Southern Blvd | Bronx | EJA | [10 empty] | Not Solar-Ready | No | 16,176 GSF | Fair | Unknown | No | 2020 | 2021-06-14 | 10460 | 40.8506 | -73.8825 | 206 | 334 | 2116700 | 2031200020 | park-cemetery-etc-Bronx
15 | DCLA | Administration West | 2300 Southern Blvd | Bronx | EJA | [10 empty] | Not Solar-Ready | No | 27,720 GSF | Fair | Unknown | No | 2020 | 2021-06-14 | 10460 | 40.8506 | -73.8825 | 206 | 334 | 2116700 | 2031200020 | park-cemetery-etc-Bronx
15 | DCLA | Aquatic Bird House | 2300 Southern Blvd | Bronx | EJA | [10 empty] | Not Solar-Ready | No | 20,110 GSF | Poor | Unknown | No | 2020 | 2021-06-14 | 10460 | 40.8506 | -73.8825 | 206 | 334 | 2116700 | 2031200020 | park-cemetery-etc-Bronx
15 | DCLA | Bronx Zoo Store | 2300 Southern Blvd | Bronx | EJA | [10 empty] | Not Solar-Ready | No | 11,000 GSF | Good | 15 to 19 years | No | 2020 | 2021-06-14 | 10460 | 40.8506 | -73.8825 | 206 | 334 | 2116700 | 2031200020 | park-cemetery-etc-Bronx
15 | DCLA | Charles B. Harding Laboratory Building | 1 Southern Blvd | Bronx | EJA | [10 empty] | Not Solar-Ready | No | 23,500 GSF | Poor | > 20 years | No | 2020 | 2021-06-14
15 | DCLA | Congo Gorilla Forest | 2300 Southern Blvd | Bronx | EJA | [10 empty] | Not Solar-Ready | No | 40,000 GSF | Good | 15 to 19 years | No | 2020 | 2021-06-14 | 10460 | 40.8506 | -73.8825 | 206 | 334 | 2116700 | 2031200020 | park-cemetery-etc-Bronx
15 | DCLA | Dancing Crane | 2300 Southern Blvd | Bronx | EJA | [10 empty] | Not Solar-Ready | No | 16,000 GSF | Good | 15 to 19 years | No | 2020 | 2021-06-14 | 10460 | 40.8506 | -73.8825 | 206 | 334 | 2116700 | 2031200020 | park-cemetery-etc-Bronx
15 | DCLA | Enid A. Haupt Conservatory | 2740 Dr. Theodore Kazimiroff Blvd | Bronx | EJA | [10 empty] | Not Solar-Ready | No | 50,741 GSF | Poor | > 20 years | No | 2020 | 2021-06-14 | 10458 | 40.8645 | -73.8839 | 206 | 334 | 2113012 | 2032720001 | park-cemetery-etc-Bronx
15 | DCLA | Farm Apartments | 2300 Southern Blvd | Bronx | EJA | [10 empty] | Not Solar-Ready | No | 16,750 GSF | Fair | > 20 years | No | 2020 | 2021-06-14 | 10460 | 40.8506 | -73.8825 | 206 | 334 | 2116700 | 2031200020 | park-cemetery-etc-Bronx
15 | DCLA | Harriet Barnes Pratt Library Wing | 2674 Dr. Theodore Kazimiroff Blvd | Bronx | EJA | [10 empty] | Not Solar-Ready | No | 20,950 GSF | Good | > 20 years | No | 2020 | 2021-06-14 | 10458 | 40.8626 | -73.8825 | 227 | 334 |  |  | park-cemetery-etc-Bronx
15 | DCLA | Heads & Horns | 2300 Southern Blvd | Bronx | EJA | [10 empty] | Not Solar-Ready | No | 11,840 GSF | Good | > 20 years | No | 2020 | 2021-06-14 | 10460 | 40.8506 | -73.8825 | 206 | 334 | 2116700 | 2031200020 | park-cemetery-etc-Bronx
15 | DCLA | International Plant Science Center | 2680 Dr. Theodore Kazimiroff Blvd | Bronx | EJA | [10 empty] | Not Solar-Ready | No | 53,740 GSF | Good | > 20 years | No | 2020 | 2021-06-14 | 10458 | 40.863 | -73.8828 | 227 | 334 |  |  | park-cemetery-etc-Bronx
15 | DCLA | Jeannette Kittredge Watson Science and Education Building | 2674 Dr. Theodore Kazimiroff Blvd | Bronx | EJA | [10 empty] | Not Solar-Ready | No | 27,168 GSF | Fair | > 20 years | No | 2020 | 2021-06-14 | 10458 | 40.8626 | -73.8825 | 227 | 334 |  |  | park-cemetery-etc-Bronx
15 | DCLA | Jungle World | 2300 Southern Blvd | Bronx | EJA | [10 empty] | Not Solar-Ready | No | 18,350 GSF | Good | > 20 years | No | 2020 | 2021-06-14 | 10460 | 40.8506 | -73.8825 | 206 | 334 | 2116700 | 2031200020 | park-cemetery-etc-Bronx
15 | DCLA | LuEsther T. Mertz Library (Museum Building) | 2674 Dr. Theodore Kazimiroff Blvd | Bronx | EJA | [10 empty] | Not Solar-Ready | No | 121,200 GSF | Fair | > 20 years | No | 2020 | 2021-06-14 | 10458 | 40.8626 | -73.8825 | 227 | 334 |  |  | park-cemetery-etc-Bronx
15 | DCLA | Monkey House | 2300 Southern Blvd | Bronx | EJA | [10 empty] | Not Solar-Ready | No | 15,108 GSF | Good | 10 to 14 years | No | 2020 | 2021-06-14 | 10460 | 40.8506 | -73.8825 | 206 | 334 | 2116700 | 2031200020 | park-cemetery-etc-Bronx
15 | DCLA | Mouse House | 2300 Southern Blvd | Bronx | EJA | [10 empty] | Not Solar-Ready | No | 11,600 GSF | Fair | > 20 years | No | 2020 | 2021-06-14 | 10460 | 40.8506 | -73.8825 | 206 | 334 | 2116700 | 2031200020 | park-cemetery-etc-Bronx
15 | DCLA | Nolen Glasshouses | 2658 Dr. Theodore Kazimiroff Blvd | Bronx | EJA | [10 empty] | Not Solar-Ready | No | 45,400 GSF | Good | 10 to 14 years | No | 2020 | 2021-06-14 | 10458 | 40.8633 | -73.883 | 206 | 334 |  |  | park-cemetery-etc-Bronx
15 | DCLA | NYBG Campus: NYBG Warehouse - Upper and Lower | 410 Bedford Park Blvd | Bronx | ï¿½ | [10 empty] | Not Solar-Ready | No | 21,818 GSF | Poor | > 20 years | No | 2020 | 2021-06-14 | 10458 | 40.8671 | -73.8835 | 207 | 397 | 2094718 | 2032730122 | Belmont
15 | DCLA | NYBG Maintenance Buildings | 2645 Dr. Theodore Kazimiroff Blvd | Bronx | EJA | [10 empty] | Not Solar-Ready | No | 21,600 GSF | Poor | > 20 years | No | 2020 | 2021-06-14 | 10458 | 40.8625 | -73.8824 | 206 | 397 |  |  | Belmont
15 | DCLA | Operations Garage/Storage Building | 2667 Dr. Theodore Kazimiroff Blvd | Bronx | EJA | [10 empty] | Not Solar-Ready | No | 10,733 GSF | Poor | > 20 years | No | 2020 | 2021-06-14 | 10458 | 40.863 | -73.8828 | 206 | 397 |  |  | Belmont
15 | DCLA | Operations Multi-Purpose Building | 2667 Dr. Theodore Kazimiroff Blvd | Bronx | EJA | [10 empty] | Not Solar-Ready | No | 10,250 GSF | Poor | > 20 years | No | 2020 | 2021-06-14 | 10458 | 40.863 | -73.8828 | 206 | 397 |  |  | Belmont
15 | DCLA | Pfizer Plant Research Laboratory | 2692 Dr. Theodore Kazimiroff Blvd | Bronx | EJA | [10 empty] | Not Solar-Ready | No | 25,880 GSF | Good | 10 to 14 years | No | 2020 | 2021-06-14 | 10458 | 40.8639 | -73.8835 | 227 | 334 |  |  | park-cemetery-etc-Bronx
15 | DCLA | TOPS | 2300 Southern Blvd | Bronx | EJA | [10 empty] | Not Solar-Ready | No | 22,000 GSF | Good | 15 to 19 years | No | 2020 | 2021-06-14 | 10460 | 40.8506 | -73.8825 | 206 | 334 | 2116700 | 2031200020 | park-cemetery-etc-Bronx
15 | DCLA | Wildlife Health Center | 2300 Southern Blvd | Bronx | EJA | [10 empty] | Not Solar-Ready | No | 21,320 GSF | Fair | > 20 years | No | 2020 | 2021-06-14 | 10460 | 40.8506 | -73.8825 | 206 | 334 | 2116700 | 2031200020 | park-cemetery-etc-Bronx
15 | DCLA | Zoo Center | 2300 Southern Blvd | Bronx | EJA | [10 empty] | Not Solar-Ready | No | 14,320 GSF | Good | Unknown | No | 2020 | 2021-06-14 | 10460 | 40.8506 | -73.8825 | 206 | 334 | 2116700 | 2031200020 | park-cemetery-etc-Bronx
15 | DFTA | East Concourse Senior Center | 236 East Tremont Ave | Bronx | EJA | [10 empty] | Not Solar-Ready | No | 31,496 GSF | Between Good and Fair | 10 to 14 years | No | 2020 | 2021-06-14 | 10457 | 40.8489 | -73.9046 | 205 | 23302 | 2007599 | 2028040021 | Mount Hope
15 | DOE | X003 | 2100 Lafontaine Ave | Bronx | EJA | [10 empty] | Not Solar-Ready | No | 96,080 GSF | Fair | > 20 years | No | 2020 | 2021-06-14 | 10457 | 40.8499 | -73.8923 | 206 | 37504 | 2099356 | 2030620043 | East Tremont
15 | DOE | X004 | 1701 Fulton Ave | Bronx | EJA | [10 empty] | Not Solar-Ready | Yes | 127,325 GSF | Poor | > 20 years | No | 2020 | 2021-06-14 | 10457 | 40.8409 | -73.8982 | 203 | 165 | 2009659 | 2029300001 | Claremont-Bathgate
15 | DOE | X009 | 230 East 183rd St | Bronx | EJA | [10 empty] | Not Solar-Ready | No | 121,213 GSF | Fair | 10 to 14 years | No | 2020 | 2021-06-14 | 10458 | 40.8571 | -73.8989 | 205 | 38301 | 2013561 | 2031500010 | Fordham South
15 | DOE | X023 | 2151 Washington Ave | Bronx | EJA | [10 empty] | Not Solar-Ready | No | 90,031 GSF | Fair | > 20 years | No | 2020 | 2021-06-14 | 10457 | 40.8529 | -73.8947 | 206 | 395 | 2090472 | 2030370079 | Claremont-Bathgate
15 | DOE | X028 | 1861 Anthony Ave | Bronx | EJA | [10 empty] | Not Solar-Ready | Yes | 78,000 GSF | Good | 5 to 9 years | No | 2020 | 2021-06-14 | 10457 | 40.8481 | -73.9035 | 205 | 23302 | 2007603 | 2028040031 | Mount Hope
15 | DOE | X032 | 690 East 183 St | Bronx | EJA | [10 empty] | Not Solar-Ready | No | 97,908 GSF | Fair | 10 to 14 years | No | 2020 | 2021-06-14 | 10458 | 40.8521 | -73.8859 | 206 | 391 | 2012409 | 2030850001 | Belmont
15 | DOE | X045 | 2502 Lorillard Pl | Bronx | EJA | [10 empty] | Not Solar-Ready | No | 144,125 GSF | Fair | > 20 years | No | 2020 | 2021-06-14 | 10458 | 40.8587 | -73.8872 | 206 | 387 | 2011937 | 2030670001 | Belmont
15 | DOE | X046 | 279 East 196 St | Bronx | EJA | [10 empty] | Not Solar-Ready | No | 90,087 GSF | Between Fair and Poor | > 20 years | No | 2020 | 2021-06-14 | 10458 | 40.8668 | -73.8907 | 207 | 40501 | 2094729 | 2032950001 | Bedford Park-Fordham North
15 | DOE | X054 | 2703 Webster Ave | Bronx | EJA | [10 empty] | Not Solar-Ready | No | 91,200 GSF | Fair | > 20 years | No | 2020 | 2021-06-14 | 10458 | 40.8645 | -73.8878 | 207 | 40502 | 2113630 | 2032780014 | Bedford Park-Fordham North
15 | DOE | X057 | 2111 Crotona Ave | Bronx | EJA | [10 empty] | Not Solar-Ready | No | 91,280 GSF | Fair | > 20 years | No | 2020 | 2021-06-14 | 10457 | 40.8485 | -73.8886 | 206 | 373 | 2012359 | 2030810026 | East Tremont
15 | DOE | X058 | 459 East 176th St | Bronx | EJA | [10 empty] | Not Solar-Ready | Yes | 62,000 GSF | Good | 5 to 9 years | No | 2020 | 2021-06-14 | 10457 | 40.8462 | -73.8993 | 206 | 395 | 2009540 | 2029090032 | Claremont-Bathgate
15 | DOE | X059 | 2185 Bathgate Ave | Bronx | EJA | [10 empty] | Not Solar-Ready | No | 82,880 GSF | Fair | 10 to 14 years | No | 2020 | 2021-06-14 | 10457 | 40.8528 | -73.8935 | 206 | 395 | 2011538 | 2030490037 | Claremont-Bathgate
15 | DOE | X070 | 1691 Weeks Ave | Bronx | EJA | [10 empty] | Not Solar-Ready | No | 161,473 GSF | Fair | > 20 years | No | 2020 | 2021-06-14 | 10457 | 40.8443 | -73.9076 | 204 | 22902 | 2007387 | 2027930028 | Mount Hope
15 | DOE | X085 | 2400 Marion Ave | Bronx | EJA | [10 empty] | Not Solar-Ready | No | 99,000 GSF | Poor | > 20 years | No | 2020 | 2021-06-14 | 10458 | 40.8588 | -73.8952 | 205 | 38302 | 2011054 | 2030240021 | Fordham South
15 | DOE | X096 | 650 Waring Ave | Bronx | EJA | [10 empty] | Not Solar-Ready | No | 122,835 GSF | Fair | > 20 years | No | 2020 | 2021-06-14 | 10467 | 40.8614 | -73.8693 | 211 | 33201 | 2049999 | 2043410013 | Bronxdale
15 | DOE | X118 | 577 East 179 St | Bronx | EJA | [10 empty] | Not Solar-Ready | No | 98,236 GSF | Fair | > 20 years | No | 2020 | 2021-06-14 | 10457 | 40.8483 | -73.8931 | 206 | 37504 | 2011995 | 2030690001 | East Tremont
15 | DOE | X137 | 2225 Webster Ave | Bronx | EJA | [10 empty] | Not Solar-Ready | Yes | 201,000 GSF | Between Fair and Poor | 15 to 19 years | No | 2020 | 2021-06-14 | 10457 | 40.8545 | -73.8967 | 205 | 379 | 2013307 | 2031430043 | Mount Hope
15 | DOE | X163 | 2075 Webster Ave | Bronx | EJA | [10 empty] | Not Solar-Ready | No | 39,811 GSF | Between Fair and Poor | > 20 years | No | 2020 | 2021-06-14 | 10457 | 40.8517 | -73.8985 | 205 | 379 | 2013297 | 2031420048 | Mount Hope
15 | DOE | X205 | 2475 Southern Blvd | Bronx | EJA | [10 empty] | Not Solar-Ready | Yes | 66,000 GSF | Between Fair and Poor | 10 to 14 years | No | 2020 | 2021-06-14 | 10458 | 40.8553 | -73.8811 | 206 | 393 | 2086808 | 2031150021 | Belmont
15 | DOE | X209 | 317 East 183 St | Bronx | EJA | [10 empty] | Not Solar-Ready | No | 26,400 GSF | Fair | > 20 years | No | 2020 | 2021-06-14 | 10458 | 40.8566 | -73.8975 | 205 | 38301 | 2103868 | 2031460072 | Fordham South
15 | DOE | X234 | 2050 Prospect Ave | Bronx | EJA | [10 empty] | Not Solar-Ready | No | 73,497 GSF | Between Fair and Poor | 15 to 19 years | No | 2020 | 2021-06-14 | 10457 | 40.8462 | -73.8874 | 206 | 371 | 2012957 | 2031090001 | East Tremont
15 | DOE | X236 | 499 East 175 St | Bronx | EJA | [10 empty] | Not Solar-Ready | No | 9,779 GSF | Fair | 10 to 14 years | No | 2020 | 2021-06-14 | 10457 | 40.8445 | -73.8985 | 206 | 395 | 2009572 | 2029170040 | Claremont-Bathgate
15 | DOE | X660 | 2474 Crotona Ave | Bronx | EJA | [10 empty] | Not Solar-Ready | No | 166,800 GSF | Poor | 15 to 19 years | No | 2020 | 2021-06-14 | 10458 | 40.8557 | -73.8827 | 206 | 393 | 2012887 | 2031040007 | Belmont
15 | DOE | X864 | 2375 Southern Blvd | Bronx | EJA | [10 empty] | Not Solar-Ready | No | 25,260 GSF | Fair | 10 to 14 years | No | 2020 | 2021-06-14 | 10460 | 40.8528 | -73.8818 | 206 | 393 | 2013047 | 2031140052 | Belmont
15 | DOT | BX Borough Engineering, BX Sign Shop | 4409 Park Ave | Bronx | EJA | [10 empty] | Not Solar-Ready | No | 35,735 GSF | Good | 15 to 19 years | No | 2020 | 2021-06-14 | 10457 | 40.8526 | -73.8965 | 206 | 379 | 2100288 | 2030300006 | Mount Hope
15 | DOT | Fleet Services Maintenance and Repair | 2144 Webster Ave | Bronx | EJA | [10 empty] | Not Solar-Ready | No | 45,000 GSF | Between Fair and Poor | 15 to 19 years | No | 2020 | 2021-06-14 | 10457 | 40.8535 | -73.8973 | 206 | 379 | 2011136 | 2030300028 | Mount Hope
15 | DPR | Bronx Parks Headquarters and Shops - Ranaqua | 1900 Birchall Ave | Bronx | EJA | [10 empty] | Not Solar-Ready | No | 65,000 GSF | Fair | 15 to 19 years | Existing Green Roof | 2020 | 2021-06-14 | 10462 | 40.8475 | -73.8695 | 227 | 334 |  |  | park-cemetery-etc-Bronx
15 | DSNY | Bronx Lot Cleaning | 4389 3rd Ave | Bronx | EJA | [10 empty] | Not Solar-Ready | No | 34,000 GSF | Poor | > 20 years | No | 2020 | 2021-06-14 | 10457 | 40.8511 | -73.8937 | 206 | 37504 | 2011508 | 2030470050 | East Tremont
15 | FDNY | BX Boro Command, District Office and Communications | 453 East 176th St | Bronx | EJA | [10 empty] | Not Solar-Ready | No | 21,479 GSF | Poor | 10 to 14 years | No | 2020 | 2021-06-14 | 10457 | 40.8462 | -73.8994 | 206 | 395 | 2009541 | 2029090040 | Claremont-Bathgate
15 | FDNY | Engine Co. 48 and Ladder Co. 56, Division 7 | 2417 Webster Ave | Bronx | EJA | [10 empty] | Not Solar-Ready | No | 17,242 GSF | Between Fair and Poor | 15 to 19 years | No | 2020 | 2021-06-14 | 10458 | 40.8594 | -73.8935 | 205 | 39902 | 2011061 | 2030250025 | Bedford Park-Fordham North
15 | FDNY | Engine Co. 88 and Ladder Co. 38 | 2225 Belmont Ave | Bronx | EJA | [10 empty] | Not Solar-Ready | No | 12,600 GSF | Poor | > 20 years | No | 2020 | 2021-06-14 | 10457 | 40.8515 | -73.8877 | 206 | 391 | 2086781 | 2030860038 | Belmont
15 | FDNY | Engine Co. 90 and Ladder Co. 41 | 1843 White Plains Rd | Bronx | EJA | [10 empty] | Not Solar-Ready | No | 12,520 GSF | Poor | > 20 years | No | 2020 | 2021-06-14 | 10462 | 40.8462 | -73.8665 | 211 | 236 | 2043470 | 2040490049 | Van Nest-Morris Park-Westchester Square
15 | NYPD | 46th Precinct | 2120 Ryer Ave | Bronx | EJA | [10 empty] | Not Solar-Ready | No | 25,434 GSF | Poor | 15 to 19 years | No | 2020 | 2021-06-14 | 10457 | 40.8536 | -73.9006 | 205 | 381 | 2013535 | 2031490090 | Mount Hope
15 | NYPD | 48th Precinct | 450 Cross Bronx Expwy | Bronx | EJA | [10 empty] | Not Solar-Ready | No | 59,328 GSF | Fair | 10 to 14 years | No | 2020 | 2021-06-14 | 10457 | 40.8441 | -73.9006 | 206 | 165 | 2009509 | 2029070010 | Claremont-Bathgate
15 | NYPD | Transit District 12 | 460 Morris Park Ave | Bronx | EJA | [10 empty] | Not Solar-Ready | No | 24,700 GSF | Between Good and Fair | 15 to 19 years | No | 2020 | 2021-06-14 | 10460 | 40.8415 | -73.8723 | 211 | 240 | 2119365 | 2040150001 | Van Nest-Morris Park-Westchester Square
15 | NYPL | Belmont Branch Library | 610 East 186th St | Bronx | EJA | [10 empty] | Not Solar-Ready | No | 21,267 GSF | Poor | Unknown | No | 2020 | 2021-06-14 | 10458 | 40.8545 | -73.8878 | 206 | 391 | 2012129 | 2030730020 | Belmont
15 | NYPL | Bronx Library Center | 310 East Kingsbridge Rd | Bronx | EJA | [10 empty] | Not Solar-Ready | No | 74,476 GSF | Good | 10 to 14 years | No | 2020 | 2021-06-14 | 10458 | 40.8633 | -73.8942 | 207 | 39901 | 2116006 | 2031540083 | Bedford Park-Fordham North
15 | NYPL | Grand Concourse Branch Library | 155 East 173rd St | Bronx | EJA | [10 empty] | Not Solar-Ready | No | 18,874 GSF | Fair | 15 to 19 years | No | 2020 | 2021-06-14 | 10457 | 40.8438 | -73.9102 | 204 | 22703 | 2007870 | 2028240034 | Mount Hope
15 | NYPL | Tremont Branch Library | 1866 Washington Ave | Bronx | EJA | [10 empty] | Not Solar-Ready | No | 11,900 GSF | Good | 10 to 14 years | No | 2020 | 2021-06-14 | 10457 | 40.8462 | -73.8985 | 206 | 395 | 2009573 | 2029180001 | Claremont-Bathgate
16 | ACS | Children Pride Early Learning Center | 800 Concourse Village East | Bronx | EJA | [10 empty] | Not Solar-Ready | No | 20,160 GSF | Poor | > 20 years | No | 2020 | 2021-06-14 | 10451 | 40.8239 | -73.9194 | 204 | 173 | 2001910 | 2024200040 | East Concourse-Concourse Village
16 | DCAS | Bronx Concourse Plaza | 198 East 161st | Bronx | EJA | [10 empty] | Not Solar-Ready | No | 231,190 GSF | Good | > 20 years | No | 2020 | 2021-06-14
16 | DCAS | Bronx Family and Criminal Court | 215 East 161st St | Bronx | EJA | [10 empty] | Not Solar-Ready | No | 388,800 GSF | Poor | 15 to 19 years | No | 2020 | 2021-06-14 | 10451 | 40.8262 | -73.9205 | 204 | 18302 | 2002704 | 2024540001 | East Concourse-Concourse Village
16 | DCAS | Bronx Housing Court | 1118 Grand Concourse | Bronx | EJA | [10 empty] | Not Solar-Ready | No | 99,000 GSF | Poor | 15 to 19 years | No | 2020 | 2021-06-14 | 10456 | 40.8322 | -73.9197 | 204 | 18102 | 2101266 | 2024620039 | East Concourse-Concourse Village
16 | DHS | Franklin Women's Shelter | 1122 Franklin Ave | Bronx | EJA | [10 empty] | Not Solar-Ready | No | 97,000 GSF | Unknown | Unknown | No | 2020 | 2021-06-14 | 10456 | 40.8284 | -73.9056 | 203 | 185 | 2004260 | 2026130001 | Morrisania-Melrose
16 | DHS | Webster Avenue SRO | 1075 Webster Ave | Bronx | EJA | [10 empty] | Not Solar-Ready | No | 174,600 GSF | Good | Unknown | No | 2020 | 2021-06-14 | 10456 | 40.8289 | -73.9116 | 204 | 143 | 2102353 | 2024250020 | East Concourse-Concourse Village
16 | DOE | X011 | 1257 Ogden Ave | Bronx | EJA | [10 empty] | Not Solar-Ready | Yes | 68,000 GSF | Good | 5 to 9 years | No | 2020 | 2021-06-14 | 10452 | 40.8394 | -73.9257 | 204 | 201 | 2003519 | 2025290081 | Highbridge
16 | DOE | X022 | 270 East 167th St | Bronx | EJA | [10 empty] | Not Solar-Ready | No | 158,575 GSF | Poor | > 20 years | No | 2020 | 2021-06-14 | 10456 | 40.8331 | -73.914 | 204 | 175 | 2002410 | 2024380050 | East Concourse-Concourse Village
16 | DOE | X035 | 261 East 163 St | Bronx | EJA | [10 empty] | Not Solar-Ready | No | 54,175 GSF | Fair | > 20 years | No | 2020 | 2021-06-14 | 10451 | 40.8273 | -73.9177 | 204 | 18302 | 2101573 | 2024460043 | East Concourse-Concourse Village
16 | DOE | X042 | 1537 Washington Ave | Bronx | EJA | [10 empty] | Not Solar-Ready | Yes | 65,000 GSF | Poor | 10 to 14 years | No | 2020 | 2021-06-14 | 10457 | 40.8383 | -73.903 | 203 | 169 | 2009466 | 2029030023 | Claremont-Bathgate
16 | DOE | X053 | 360 East 168 St | Bronx | EJA | [10 empty] | Not Solar-Ready | No | 78,002 GSF | Fair | > 20 years | No | 2020 | 2021-06-14 | 10456 | 40.8329 | -73.9114 | 204 | 175 | 2002299 | 2024350075 | East Concourse-Concourse Village
16 | DOE | X055 | 450 Saint Paul's Pl | Bronx | EJA | [10 empty] | Not Solar-Ready | No | 123,000 GSF | Between Fair and Poor | 10 to 14 years | No | 2020 | 2021-06-14 | 10456 | 40.8364 | -73.905 | 203 | 14702 | 2009463 | 2029020001 | Claremont-Bathgate
16 | DOE | X063 | 1260 Franklin Ave | Bronx | EJA | [10 empty] | Not Solar-Ready | Yes | 77,000 GSF | Poor | 10 to 14 years | No | 2020 | 2021-06-14 | 10456 | 40.831 | -73.9027 | 203 | 149 | 2004302 | 2026150014 | Morrisania-Melrose
16 | DOE | X064 | 1425 Walton Ave | Bronx | EJA | [10 empty] | Not Solar-Ready | No | 93,581 GSF | Fair | 10 to 14 years | No | 2020 | 2021-06-14 | 10452 | 40.8401 | -73.9156 | 204 | 223 | 2008098 | 2028430040 | West Concourse
16 | DOE | X088 | 1340 Sheridan Ave | Bronx | EJA | [10 empty] | Not Solar-Ready | No | 27,660 GSF | Fair | 10 to 14 years | No | 2020 | 2021-06-14 | 10456 | 40.8373 | -73.9136 | 204 | 17902 | 2094533 | 2028300017 | East Concourse-Concourse Village
16 | DOE | X104 | 1449 Shakespeare Ave | Bronx | EJA | [10 empty] | Not Solar-Ready | No | 124,900 GSF | Fair | > 20 years | No | 2020 | 2021-06-14 | 10452 | 40.8429 | -73.9206 | 204 | 21302 | 2088263 | 2028730027 | Highbridge
16 | DOE | X110 | 580 Crotona Park South | Bronx | EJA | [10 empty] | Not Solar-Ready | No | 112,925 GSF | Fair | 10 to 14 years | No | 2020 | 2021-06-14 | 10456 | 40.8353 | -73.9008 | 203 | 149 | 2009718 | 2029320001 | Morrisania-Melrose
16 | DOE | X114 | 1155 Cromwell Ave | Bronx | ï¿½ | [10 empty] | Not Solar-Ready | No | 82,925 GSF | Fair | > 20 years | No | 2020 | 2021-06-14 | 10452 | 40.8348 | -73.9231 | 204 | 63 | 2003022 | 2024950100 | West Concourse
16 | DOE | X120 | 890 Cauldwell Ave | Bronx | EJA | [10 empty] | Not Solar-Ready | No | 138,175 GSF | Fair | 10 to 14 years | No | 2020 | 2021-06-14 | 10456 | 40.8225 | -73.9072 | 203 | 185 | 2004496 | 2026310048 | Morrisania-Melrose
16 | DOE | X132 | 1245 Washington Ave | Bronx | EJA | [10 empty] | Not Solar-Ready | No | 117,725 GSF | Fair | > 20 years | No | 2020 | 2021-06-14 | 10456 | 40.8318 | -73.9066 | 203 | 145 | 2001619 | 2023900001 | Claremont-Bathgate
16 | DOE | X145 | 1000 Teller Ave | Bronx | EJA | [10 empty] | Not Solar-Ready | No | 186,175 GSF | Poor | > 20 years | No | 2020 | 2021-06-14 | 10456 | 40.8279 | -73.9144 | 204 | 173 | 2097111 | 2024240001 | East Concourse-Concourse Village
16 | DOE | X146 | 968 Cauldwell Ave | Bronx | EJA | [10 empty] | Not Solar-Ready | No | 98,525 GSF | Fair | > 20 years | No | 2020 | 2021-06-14 | 10456 | 40.825 | -73.9061 | 203 | 185 | 2004498 | 2026320027 | Morrisania-Melrose
16 | DOE | X148 | 3630 Third Ave | Bronx | EJA | [10 empty] | Not Solar-Ready | Yes | 188,400 GSF | Between Fair and Poor | 10 to 14 years | No | 2020 | 2021-06-14 | 10456 | 40.8335 | -73.9045 | 203 | 14701 | 2009611 | 2029250001 | Claremont-Bathgate
16 | DOE | X158 | 800 Home St | Bronx | EJA | [10 empty] | Not Solar-Ready | No | 224,575 GSF | Fair | 10 to 14 years | No | 2020 | 2021-06-14 | 10456 | 40.8277 | -73.9001 | 203 | 131 | 2004868 | 2026710011 | Longwood
16 | DOE | X229 | 275 Harlem River Park Brg | Bronx | EJA | [10 empty] | Not Solar-Ready | Yes | 186,000 GSF | Between Fair and Poor | 15 to 19 years | No | 2020 | 2021-06-14 | 10453 | 40.8525 | -73.9215 | 205 | 53 | 2009253 | 2028820130 | University Heights-Morris Heights
16 | DOE | X235 | 1220 Gerard Ave | Bronx | EJA | [10 empty] | Not Solar-Ready | No | 125,583 GSF | Fair | > 20 years | No | 2020 | 2021-06-14 | 10452 | 40.8358 | -73.92 | 204 | 197 | 2097130 | 2024800008 | West Concourse
16 | DOE | X400 | 1110 Boston Rd | Bronx | EJA | [10 empty] | Not Solar-Ready | No | 199,036 GSF | Fair | > 20 years | No | 2020 | 2021-06-14 | 10456 | 40.8276 | -73.9045 | 203 | 135 | 2004526 | 2026340001 | Morrisania-Melrose
16 | DOE | X410 | 240 E. 172nd St | Bronx | EJA | [10 empty] | Not Solar-Ready | No | 336,731 GSF | Fair | 10 to 14 years | No | 2020 | 2021-06-14 | 10457 | 40.8404 | -73.9109 | 204 | 225 | 2007806 | 2028170002 | East Concourse-Concourse Village
16 | DOE | X460 | 244 East 163rd St | Bronx | EJA | [10 empty] | Not Solar-Ready | No | 135,600 GSF | Fair | 10 to 14 years | No | 2020 | 2021-06-14 | 10451 | 40.8276 | -73.9187 | 204 | 18302 | 2109459 | 2024450006 | East Concourse-Concourse Village
16 | DOE | X970 | 1595 Bathgate Ave | Bronx | EJA | [10 empty] | Not Solar-Ready | No | 154,000 GSF | Fair | 10 to 14 years | No | 2020 | 2021-06-14 | 10457 | 40.8392 | -73.9013 | 203 | 167 | 2009555 | 2029130001 | Claremont-Bathgate
16 | DOHMH | Morrisania Health Center | 1309 Fulton Ave | Bronx | EJA | [10 empty] | Not Solar-Ready | No | 51,434 GSF | Unknown | 10 to 14 years | No | 2020 | 2021-06-14 | 10456 | 40.8329 | -73.903 | 203 | 14701 | 2009620 | 2029250080 | Claremont-Bathgate
16 | DPR | Claremont Park Pool | Clay Ave at East 171st St | Bronx | ï¿½ | [10 empty] | Not Solar-Ready | No | 10,200 GSF | Fair | > 20 years | No | 2020 | 2021-06-14
16 | DPR | West Bronx Recreation Center | 1527 Jesup Ave | Bronx | EJA | [10 empty] | Not Solar-Ready | No | 12,500 GSF | Fair | 15 to 19 years | Planned Green Roof | 2020 | 2021-06-14 | 10452 | 40.844 | -73.9187 | 204 | 21302 | 2008679 | 2028720126 | Highbridge
16 | DPR | Yankee Stadium Parking Garage | 40 - 44 East 161 St | Bronx | ï¿½ | [10 empty] | Not Solar-Ready | No | 48,455 GSF | Unknown | Unknown | No | 2020 | 2021-06-14 | 10451 | 40.828 | -73.9266 | 204 | 63 | 2127485 | 2024910001 | West Concourse
16 | DSNY | Bronx 03 Section Station 1 | 1595 Washington Ave | Bronx | EJA | [10 empty] | Not Solar-Ready | No | 22,750 GSF | Poor | > 20 years | No | 2020 | 2021-06-14 | 10457 | 40.8395 | -73.9023 | 203 | 167 | 2009477 | 2029040034 | Claremont-Bathgate
16 | DSNY | Bronx 5 District Garage | 1331 Cromwell Ave | Bronx | EJA | [10 empty] | Not Solar-Ready | No | 21,126 GSF | Between Fair and Poor | > 20 years | No | 2020 | 2021-06-14 | 10452 | 40.8393 | -73.9206 | 204 | 219 | 2008640 | 2028710077 | Highbridge
16 | FDNY | Engine Co. 50 and Ladder Co. 19, Batt. 26 | 1155 Washington Ave | Bronx | EJA | [10 empty] | Not Solar-Ready | No | 13,500 GSF | Between Fair and Poor | 15 to 19 years | No | 2020 | 2021-06-14 | 10456 | 40.8297 | -73.9078 | 203 | 185 | 2001584 | 2023880045 | Morrisania-Melrose
16 | FDNY | Engine Co. 68 and Ladder 49 | 1160 Ogden Ave | Bronx | EJA | [10 empty] | Not Solar-Ready | No | 10,220 GSF | Unknown | 15 to 19 years | No | 2020 | 2021-06-14 | 10452 | 40.8367 | -73.9272 | 204 | 199 | 2003268 | 2025140056 | Highbridge
16 | FDNY | Engine Co. 92 and Ladder Co. 44, Batt. 17 | 1259 Morris Ave | Bronx | EJA | [10 empty] | Not Solar-Ready | No | 10,623 GSF | Fair | 10 to 14 years | No | 2020 | 2021-06-14 | 10456 | 40.8347 | -73.9133 | 204 | 17901 | 2096490 | 2024500040 | East Concourse-Concourse Village
16 | HHC | Morrisania DTC Center | 1225 Gerard Ave | Bronx | EJA | [10 empty] | Not Solar-Ready | No | 83,031 GSF | Poor | > 20 years | No | 2020 | 2021-06-14 | 10452 | 40.836 | -73.92 | 204 | 197 | 2003015 | 2024890060 | West Concourse
16 | HRA | HPA Bronx Housing Court (Space) Court Bldg. | 1118 Grand Concourse | Bronx | ï¿½ | [10 empty] | Not Solar-Ready | No | Unknown | Unknown | Unknown | No | 2020 | 2021-06-14 | 10456 | 40.8322 | -73.9197 | 204 | 18102 | 2101266 | 2024620039 | East Concourse-Concourse Village
16 | HRA | OCSS Bronx Family Court; OCSS/OLA Temporary Family Court Unit | 900 Sheridan Ave | Bronx | ï¿½ | [10 empty] | Not Solar-Ready | No | Unknown | Unknown | Unknown | No | 2020 | 2021-06-14 | 10451 | 40.8269 | -73.9209 | 204 | 18302 | 2002704 | 2024540001 | East Concourse-Concourse Village
16 | NYPD | 44th Precinct | 1278 Sedgwick Ave | Bronx | EJA | [10 empty] | Not Solar-Ready | No | 18,265 GSF | Between Fair and Poor | 15 to 19 years | No | 2020 | 2021-06-14 | 10452 | 40.8403 | -73.9285 | 204 | 201 | 2003522 | 2025300021 | Highbridge
16 | NYPD | 44th Precinct | 2 East 169th St | Bronx | EJA | [10 empty] | Not Solar-Ready | No | 48,200 GSF | Fair | > 20 years | No | 2020 | 2021-06-14 | 10452 | 40.8378 | -73.9196 | 204 | 22101 | 2003017 | 2024890077 | West Concourse
16 | NYPL | Morrisania Branch Library | 610 East 169th St | Bronx | EJA | [10 empty] | Not Solar-Ready | No | 14,503 GSF | Fair | > 20 years | No | 2020 | 2021-06-14 | 10456 | 40.8314 | -73.9021 | 203 | 149 | 2004303 | 2026150023 | Morrisania-Melrose
17 | ACS | Horizon Juvenile Center | 560 Brook Ave | Bronx | EJA | [10 empty] | Not Solar-Ready | No | 210,444 GSF | Between Good and Fair | > 20 years | No | 2020 | 2021-06-14 | 10455 | 40.8159 | -73.9144 | 201 | 71 | 2000133 | 2022760001 | Melrose South-Mott Haven North
17 | ACS | La Peninsula Head Start Program | 1054 Intervale Ave | Bronx | EJA | [10 empty] | Not Solar-Ready | No | 20,000 GSF | Between Good and Fair | 15 to 19 years | No | 2020 | 2021-06-14 | 10459 | 40.8248 | -73.8968 | 202 | 131 | 2005481 | 2027050009 | Longwood
17 | CUNY | Administration Building - G | 135 East 146th St | Bronx | EJA | [10 empty] | Not Solar-Ready | No | 13,178 GSF | Poor | Unknown | No | 2020 | 2021-06-14 | 10451 | 40.8175 | -73.9289 | 201 | 63 | 2001088 | 2023500024 | West Concourse
17 | DCAS | Bronx Bergen Building | 1932 Arthur Ave | Bronx | EJA | [10 empty] | Not Solar-Ready | No | 123,802 GSF | Fair | > 20 years | No | 2020 | 2021-06-14 | 10457 | 40.8457 | -73.8933 | 206 | 36901 | 2009911 | 2029470018 | East Tremont
17 | DEP | Dewatering Building | 1360 Ryawa Ave | Bronx | EJA | [10 empty] | Not Solar-Ready | No | 29,722 GSF | Between Fair and Poor | > 20 years | No | 2020 | 2021-06-14 | 10474 | 40.8054 | -73.8809 | 202 | 93 | 2000000 | 2027800074 | Hunts Point
17 | DEP | Digester A1 | 1360 Ryawa Ave | Bronx | EJA | [10 empty] | Not Solar-Ready | No | 28,205 GSF | Between Fair and Poor | > 20 years | No | 2020 | 2021-06-14 | 10474 | 40.8054 | -73.8809 | 202 | 93 | 2000000 | 2027800074 | Hunts Point
17 | DEP | Main Building | 1360 Ryawa Ave | Bronx | EJA | [10 empty] | Not Solar-Ready | No | 28,137 GSF | Between Fair and Poor | > 20 years | No | 2020 | 2021-06-14 | 10474 | 40.8054 | -73.8809 | 202 | 93 | 2000000 | 2027800074 | Hunts Point
17 | DEP | Sludge Dewatering Building | 1360 Ryawa Ave | Bronx | EJA | [10 empty] | Not Solar-Ready | No | 14,280 GSF | Between Fair and Poor | > 20 years | No | 2020 | 2021-06-14 | 10474 | 40.8054 | -73.8809 | 202 | 93 | 2000000 | 2027800074 | Hunts Point
17 | DEP | Sludge Thickener | 1360 Ryawa Ave | Bronx | EJA | [10 empty] | Not Solar-Ready | No | 10,109 GSF | Between Fair and Poor | > 20 years | No | 2020 | 2021-06-14 | 10474 | 40.8054 | -73.8809 | 202 | 93 | 2000000 | 2027800074 | Hunts Point
17 | DHS | Freeman Houses Residence | 999 Freeman St | Bronx | EJA | [10 empty] | Not Solar-Ready | No | 21,633 GSF | Unknown | Unknown | No | 2020 | 2021-06-14 | 10459 | 40.8294 | -73.8877 | 203 | 123 | 2010906 | 2030070001 | Crotona Park East
17 | DHS | Seneca Houses Residence | 1215 Seneca Ave | Bronx | EJA | [10 empty] | Not Solar-Ready | No | 64,315 GSF | Unknown | Unknown | No | 2020 | 2021-06-14 | 10474 | 40.8187 | -73.8884 | 202 | 11502 | 2006338 | 2027610043 | Hunts Point
17 | DHS | Willow Avenue Men's Shelter | 780 East 136th St | Bronx | EJA | [10 empty] | Not Solar-Ready | No | 36,000 GSF | Unknown | Unknown | No | 2020 | 2021-06-14 | 10454 | 40.8028 | -73.9121 | 201 | 19 | 2003989 | 2025870001 | Mott Haven-Port Morris
17 | DOE | X001 | 335 East 152 St | Bronx | EJA | [10 empty] | Not Solar-Ready | No | 115,375 GSF | Fair | > 20 years | No | 2020 | 2021-06-14 | 10451 | 40.8188 | -73.919 | 201 | 67 | 2001881 | 2024110119 | Melrose South-Mott Haven North
17 | DOE | X006 | 1000 East Tremont Ave | Bronx | EJA | [10 empty] | Not Solar-Ready | No | 99,828 GSF | Fair | > 20 years | No | 2020 | 2021-06-14 | 10460 | 40.8408 | -73.8817 | 206 | 359 | 2010892 | 2030050010 | East Tremont
17 | DOE | X029 | 758 Courtlandt Ave | Bronx | EJA | [10 empty] | Not Solar-Ready | No | 90,000 GSF | Poor | > 20 years | No | 2020 | 2021-06-14 | 10451 | 40.8215 | -73.9173 | 201 | 69 | 2001736 | 2024030001 | Melrose South-Mott Haven North
17 | DOE | X039 | 965 Longwood Ave | Bronx | EJA | [10 empty] | Not Solar-Ready | Yes | 84,000 GSF | Between Fair and Poor | 10 to 14 years | No | 2020 | 2021-06-14 | 10459 | 40.8175 | -73.8982 | 202 | 87 | 2005616 | 2027100001 | Longwood
17 | DOE | X044 | 1825 Prospect Ave | Bronx | EJA | [10 empty] | Not Solar-Ready | No | 72,080 GSF | Under Construction | Under Construction | No | 2020 | 2021-06-14 | 10457 | 40.8421 | -73.8911 | 206 | 36902 | 2009957 | 2029490064 | East Tremont
17 | DOE | X048 | 1290 Spofford Ave | Bronx | EJA | [10 empty] | Not Solar-Ready | No | 85,000 GSF | Good | 2 to 4 years | No | 2020 | 2021-06-14 | 10474 | 40.8144 | -73.887 | 202 | 93 | 2006680 | 2027660001 | Hunts Point
17 | DOE | X050 | 1550 Vyse Ave | Bronx | EJA | [10 empty] | Not Solar-Ready | No | 88,800 GSF | Between Good and Fair | 10 to 14 years | No | 2020 | 2021-06-14 | 10460 | 40.8342 | -73.8875 | 203 | 157 | 2010786 | 2029960010 | Crotona Park East
17 | DOE | X061 | 1550 Crotona Park East | Bronx | EJA | [10 empty] | Not Solar-Ready | No | 92,500 GSF | Between Fair and Poor | > 20 years | No | 2020 | 2021-06-14 | 10460 | 40.8366 | -73.8928 | 203 | 153 | 2009865 | 2029390045 | Crotona Park East
17 | DOE | X067 | 2024 Mohegan Ave | Bronx | EJA | [10 empty] | Not Solar-Ready | No | 128,568 GSF | Fair | > 20 years | No | 2020 | 2021-06-14 | 10460 | 40.8439 | -73.8848 | 206 | 363 | 2013142 | 2031230003 | East Tremont
17 | DOE | X074 | 730 Bryant Ave | Bronx | EJA | [10 empty] | Not Solar-Ready | No | 139,000 GSF | Between Fair and Poor | 10 to 14 years | No | 2020 | 2021-06-14 | 10474 | 40.8155 | -73.8858 | 202 | 117 | 2006566 | 2027630279 | Hunts Point
17 | DOE | X075 | 984 Faile St | Bronx | EJA | [10 empty] | Not Solar-Ready | Yes | 109,000 GSF | Good | 5 to 9 years | No | 2020 | 2021-06-14 | 10459 | 40.8227 | -73.8894 | 202 | 119 | 2006079 | 2027470001 | Hunts Point
17 | DOE | X084 | 1434 Longfellow Ave | Bronx | EJA | [10 empty] | Not Solar-Ready | No | 176,000 GSF | Poor | > 20 years | No | 2020 | 2021-06-14 | 10459 | 40.8306 | -73.8876 | 203 | 123 | 2010910 | 2030070008 | Crotona Park East
17 | DOE | X099 | 1180 Reverend James A. Polite Ave | Bronx | EJA | [10 empty] | Not Solar-Ready | Yes | 76,000 GSF | Between Fair and Poor | 10 to 14 years | No | 2020 | 2021-06-14 | 10459 | 40.8273 | -73.8976 | 202 | 131 | 2005276 | 2026920014 | Longwood
17 | DOE | X116 | 977 Fox St | Bronx | EJA | [10 empty] | Not Solar-Ready | No | 208,975 GSF | Fair | > 20 years | No | 2020 | 2021-06-14 | 10459 | 40.8224 | -73.8939 | 202 | 159 | 2005660 | 2027140004 | Hunts Point
17 | DOE | X150 | 920 East 167 St | Bronx | EJA | [10 empty] | Not Solar-Ready | No | 114,175 GSF | Between Good and Fair | > 20 years | No | 2020 | 2021-06-14 | 10459 | 40.8264 | -73.8944 | 202 | 12701 | 2005681 | 2027170005 | Hunts Point
17 | DOE | X151 | 250 East 156 St | Bronx | EJA | [10 empty] | Not Solar-Ready | No | 205,200 GSF | Fair | > 20 years | No | 2020 | 2021-06-14 | 10451 | 40.8232 | -73.9216 | 204 | 61 | 2002458 | 2024430190 | East Concourse-Concourse Village
17 | DOE | X152 | 1007 Evergreen Ave | Bronx | EJA | [10 empty] | Not Solar-Ready | No | 109,200 GSF | Fair | > 20 years | No | 2020 | 2021-06-14 | 10472 | 40.8241 | -73.88 | 209 | 52 | 2023336 | 2037110001 | Soundview-Bruckner
17 | DOE | X156 | 750 Concourse Village W | Bronx | ï¿½ | [10 empty] | Not Solar-Ready | No | 95,000 GSF | Between Fair and Poor | 10 to 14 years | No | 2020 | 2021-06-14 | 10451 | 40.8232 | -73.9233 | 204 | 61 | 2002454 | 2024430079 | East Concourse-Concourse Village
17 | DOE | X157 | 757 Cauldwell Ave | Bronx | EJA | [10 empty] | Not Solar-Ready | No | 98,400 GSF | Poor | > 20 years | No | 2020 | 2021-06-14 | 10456 | 40.8193 | -73.9086 | 201 | 75 | 2004464 | 2026250001 | Melrose South-Mott Haven North
17 | DOE | X162 | 600 Saint Ann's Ave | Bronx | EJA | [10 empty] | Not Solar-Ready | No | 211,375 GSF | Fair | > 20 years | No | 2020 | 2021-06-14 | 10455 | 40.8155 | -73.9122 | 201 | 73 | 2004314 | 2026160001 | Melrose South-Mott Haven North
17 | DOE | X167 | 1970 West Farms Rd | Bronx | EJA | [10 empty] | Not Solar-Ready | Yes | 207,600 GSF | Between Fair and Poor | 10 to 14 years | No | 2020 | 2021-06-14 | 10460 | 40.8396 | -73.8804 | 206 | 60 | 2094603 | 2030210038 | Crotona Park East
17 | DOE | X193 | 1919 Prospect Ave | Bronx | EJA | [10 empty] | Not Solar-Ready | No | 210,175 GSF | Fair | > 20 years | No | 2020 | 2021-06-14 | 10457 | 40.8435 | -73.8898 | 206 | 36901 | 2094582 | 2029510032 | East Tremont
17 | DOE | X198 | 1180 Tinton Ave | Bronx | EJA | [10 empty] | Not Solar-Ready | No | 122,400 GSF | Poor | > 20 years | No | 2020 | 2021-06-14 | 10456 | 40.8284 | -73.9007 | 203 | 135 | 2004869 | 2026720001 | Morrisania-Melrose
17 | DOE | X359 | 750 Concourse Village West | Bronx | ï¿½ | [10 empty] | Not Solar-Ready | No | 114,000 GSF | Fair | > 20 years | No | 2020 | 2021-06-14 | 10451 | 40.8232 | -73.9233 | 204 | 61 | 2002454 | 2024430079 | East Concourse-Concourse Village
17 | DOE | X392 | 928 Simpson St | Bronx | EJA | [10 empty] | Not Solar-Ready | No | 99,121 GSF | Good | 10 to 14 years | No | 2020 | 2021-06-14 | 10459 | 40.8206 | -73.8931 | 202 | 89 | 2116211 | 2027230033 | Hunts Point
17 | DOE | X401 | 1010 Reverend James A. Polite Ave | Bronx | EJA | [10 empty] | Not Solar-Ready | No | 194,575 GSF | Fair | > 20 years | No | 2020 | 2021-06-14 | 10459 | 40.8235 | -73.8989 | 202 | 12901 | 2005366 | 2026980012 | Longwood
17 | DOE | X470 | 701 St. Ann's Ave | Bronx | EJA | [10 empty] | Not Solar-Ready | No | 119,810 GSF | Between Fair and Poor | > 20 years | No | 2020 | 2021-06-14 | 10455 | 40.8182 | -73.911 | 201 | 71 | 2001153 | 2023590240 | Melrose South-Mott Haven North
17 | DOE | X600 | 333 East 151 St | Bronx | EJA | [10 empty] | Not Solar-Ready | No | 286,800 GSF | Between Fair and Poor | 15 to 19 years | No | 2020 | 2021-06-14 | 10451 | 40.8182 | -73.9199 | 201 | 67 | 2001874 | 2024110022 | Melrose South-Mott Haven North
17 | DOE | X650 | 900 Tinton Ave | Bronx | EJA | [10 empty] | Not Solar-Ready | No | 154,951 GSF | Poor | > 20 years | No | 2020 | 2021-06-14 | 10456 | 40.8217 | -73.9035 | 203 | 133 | 2004807 | 2026680001 | Morrisania-Melrose
17 | DOE | X817 | 1680 Hoe Ave | Bronx | EJA | [10 empty] | Not Solar-Ready | No | 10,860 GSF | Between Good and Fair | 10 to 14 years | No | 2020 | 2021-06-14 | 10460 | 40.8358 | -73.8876 | 203 | 161 | 2010671 | 2029900006 | Crotona Park East
17 | DOE | X972 | 1440 Story Ave | Bronx | EJA | [10 empty] | Not Solar-Ready | No | 92,100 GSF | Fair | 10 to 14 years | No | 2020 | 2021-06-14 | 10473 | 40.8211 | -73.8815 | 209 | 28 | 2022544 | 2036220016 | Soundview-Castle Hill-Clason Point-Harding Park
17 | DOE | X973 | 1716 Southern Blvd | Bronx | EJA | [10 empty] | Not Solar-Ready | No | 70,230 GSF | Fair | 10 to 14 years | No | 2020 | 2021-06-14 | 10460 | 40.8364 | -73.8884 | 203 | 161 | 2010604 | 2029830015 | Crotona Park East
17 | DOHMH | Tremont Health Center | 1826 Arthur Ave | Bronx | EJA | [10 empty] | Not Solar-Ready | No | 41,894 GSF | Between Fair and Poor | 10 to 14 years | No | 2020 | 2021-06-14 | 10457 | 40.8441 | -73.8945 | 206 | 36901 | 2009891 | 2029450018 | East Tremont
17 | DPR | Citywide Services and Storehouse | 850 East 138th St | Bronx | EJA | [10 empty] | Not Solar-Ready | No | 74,080 GSF | Fair | > 20 years | Existing Green Roof | 2020 | 2021-06-14 | 10454 | 40.8031 | -73.909 | 201 | 19 | 2086438 | 2025890031 | Mott Haven-Port Morris
17 | DPR | Hunt's Point Recreation Center | 765 Manida St | Bronx | EJA | [10 empty] | Not Solar-Ready | No | 22,340 GSF | Fair | > 20 years | No | 2020 | 2021-06-14 | 10474 | 40.8159 | -73.8888 | 202 | 93 | 2109472 | 2027630001 | Hunts Point
17 | DSNY | Bronx 3A Broom Depot | 1661 West Farms Rd | Bronx | EJA | [10 empty] | Not Solar-Ready | No | 15,600 GSF | Between Fair and Poor | > 20 years | No | 2020 | 2021-06-14 | 10460 | 40.8341 | -73.8834 | 203 | 161 | 2010954 | 2030150049 | Crotona Park East
17 | DSNY | Bronx 6, 6A District Garage | 800 East 176th St | Bronx | EJA | [10 empty] | Not Solar-Ready | Yes | 85,715 GSF | Poor | > 20 years | No | 2020 | 2021-06-14 | 10460 | 40.8421 | -73.8895 | 206 | 367 | 2097277 | 2029530021 | East Tremont
17 | DSNY | Citywide Transport Unit | 1383 Randall Ave | Bronx | ï¿½ | [10 empty] | Not Solar-Ready | No | 36,135 GSF | Poor | Unknown | No | 2020 | 2021-06-14 | 10474 | 40.8128 | -73.882 | 202 | 117 | 2117711 | 2027660320 | Hunts Point
17 | FDNY | Engine Co. 45 and Ladder Co. 58, Batt. 18 | 925 East Tremont Ave | Bronx | EJA | [10 empty] | Not Solar-Ready | No | 15,225 GSF | Poor | > 20 years | No | 2020 | 2021-06-14 | 10460 | 40.8417 | -73.8836 | 206 | 363 | 2013192 | 2031260012 | East Tremont
17 | FDNY | Engine Co. 71 and Ladder Co. 55, Division 6 | 720 Melrose Ave | Bronx | EJA | [10 empty] | Not Solar-Ready | No | 14,416 GSF | Unknown | 15 to 19 years | No | 2020 | 2021-06-14 | 10455 | 40.8204 | -73.9158 | 201 | 69 | 2001400 | 2023770001 | Melrose South-Mott Haven North
17 | FDNY | Engine Co. 73 and Ladder Co. 42 | 665 Prospect Ave | Bronx | EJA | [10 empty] | Not Solar-Ready | No | 15,170 GSF | Poor | > 20 years | No | 2020 | 2021-06-14 | 10455 | 40.8154 | -73.9033 | 201 | 79 | 2117539 | 2026750032 | Melrose South-Mott Haven North
17 | FDNY | Marine Co. 6 | Grand St at East Riv | Manhattan | ï¿½ | [10 empty] | Not Solar-Ready | No | 16,500 GSF | Unknown | Unknown | No | 2020 | 2021-06-14
17 | HHC | Lincoln Medical and Mental Health Center | 234 East 149th St | Bronx | EJA | [10 empty] | Not Solar-Ready | No | 1,628,485 GSF | Poor | > 20 years | No | 2020 | 2021-06-14 | 10451 | 40.8177 | -73.9242 | 201 | 65 | 2097050 | 2023350016 | Melrose South-Mott Haven North
17 | NYPD | 41st Precinct | 1035 Longwood Ave | Bronx | EJA | [10 empty] | Not Solar-Ready | No | 42,567 GSF | Fair | 15 to 19 years | No | 2020 | 2021-06-14 | 10459 | 40.8162 | -73.896 | 202 | 89 | 2090437 | 2027320001 | Hunts Point
17 | NYPD | 42nd Precinct | 830 Washington Ave | Bronx | EJA | [10 empty] | Not Solar-Ready | No | 25,465 GSF | Unknown | 15 to 19 years | No | 2020 | 2021-06-14 | 10451 | 40.8224 | -73.9115 | 203 | 141 | 2001194 | 2023650001 | Morrisania-Melrose
17 | NYPD | Detective Borough Command (Old 41st Precinct) | 1086 Simpson St | Bronx | EJA | [10 empty] | Not Solar-Ready | No | 22,962 GSF | Between Fair and Poor | 15 to 19 years | No | 2020 | 2021-06-14 | 10459 | 40.8256 | -73.8929 | 202 | 12701 | 2005802 | 2027270017 | Hunts Point
17 | NYPL | Hunt's Point Branch Library | 877 Southern Blvd | Bronx | EJA | [10 empty] | Not Solar-Ready | No | 13,715 GSF | Fair | Unknown | No | 2020 | 2021-06-14 | 10459 | 40.8187 | -73.8938 | 202 | 89 | 2005755 | 2027220063 | Hunts Point
17 | NYPL | West Farms Branch Library | 2085 Honeywell Ave | Bronx | EJA | [10 empty] | Not Solar-Ready | No | 15,591 GSF | Poor | Unknown | No | 2020 | 2021-06-14 | 10460 | 40.8446 | -73.8827 | 206 | 363 | 2013151 | 2031230061 | East Tremont
17 | NYPL | Woodstock Branch Library | 761 East 160th St | Bronx | EJA | [10 empty] | Not Solar-Ready | No | 16,524 GSF | Fair | 10 to 14 years | No | 2020 | 2021-06-14 | 10456 | 40.8204 | -73.9047 | 201 | 77 | 2004700 | 2026570030 | Melrose South-Mott Haven North
18 | DHS | Commonwealth Avenue SRO (Single Room Occupancy) Residence | 1150 Commonwealth Ave | Bronx | EJA | [10 empty] | Not Solar-Ready | No | 60,000 GSF | Poor | 5 to 9 years | No | 2020 | 2021-06-14 | 10472 | 40.829 | -73.8676 | 209 | 70 | 2088552 | 2037520013 | Soundview-Bruckner
18 | DOE | X069 | 560 Thieriot Ave | Bronx | EJA | [10 empty] | Not Solar-Ready | No | 42,000 GSF | Between Good and Fair | 10 to 14 years | No | 2020 | 2021-06-14 | 10473 | 40.8167 | -73.8609 | 209 | 16 | 2021482 | 2035240020 | Soundview-Castle Hill-Clason Point-Harding Park
18 | DOE | X106 | 2120 St. Raymond Ave | Bronx | EJA | [10 empty] | Not Solar-Ready | No | 133,512 GSF | Fair | 10 to 14 years | No | 2020 | 2021-06-14 | 10462 | 40.8375 | -73.8548 | 209 | 222 | 2041211 | 2039460007 | Parkchester
18 | DOE | X107 | 1695 Seward Ave | Bronx | EJA | [10 empty] | Not Solar-Ready | No | 88,925 GSF | Fair | > 20 years | No | 2020 | 2021-06-14 | 10473 | 40.8185 | -73.8684 | 209 | 20 | 2021972 | 2035910050 | Soundview-Castle Hill-Clason Point-Harding Park
18 | DOE | X119 | 1075 Pugsley Ave | Bronx | EJA | [10 empty] | Not Solar-Ready | No | 64,628 GSF | Fair | > 20 years | No | 2020 | 2021-06-14 | 10472 | 40.8285 | -73.8566 | 209 | 4001 | 2025696 | 2037890021 | Soundview-Bruckner
18 | DOE | X123 | 1025 Morrison Ave | Bronx | EJA | [10 empty] | Not Solar-Ready | No | 157,200 GSF | Fair | > 20 years | No | 2020 | 2021-06-14 | 10472 | 40.8254 | -73.8737 | 209 | 48 | 2087014 | 2037180001 | Soundview-Bruckner
18 | DOE | X127 | 1560 Purdy St | Bronx | EJA | [10 empty] | Not Solar-Ready | No | 153,725 GSF | Fair | > 20 years | No | 2020 | 2021-06-14 | 10462 | 40.8379 | -73.8535 | 209 | 222 | 2041247 | 2039480055 | Parkchester
18 | DOE | X138 | 2060 Lafayette Ave | Bronx | EJA | [10 empty] | Not Solar-Ready | No | 85,253 GSF | Poor | > 20 years | No | 2020 | 2021-06-14 | 10473 | 40.8227 | -73.8534 | 209 | 74 | 2022289 | 2036090016 | Soundview-Castle Hill-Clason Point-Harding Park
18 | DOE | X174 | 456 White Plains Rd | Bronx | EJA | [10 empty] | Not Solar-Ready | No | 202,880 GSF | Between Fair and Poor | > 20 years | No | 2020 | 2021-06-14 | 10473 | 40.8148 | -73.8566 | 209 | 4 | 2020580 | 2034780018 | Soundview-Castle Hill-Clason Point-Harding Park
18 | DOE | X182 | 601 Stickball Blvd | Bronx | EJA | [10 empty] | Not Solar-Ready | Yes | 102,000 GSF | Between Fair and Poor | 10 to 14 years | No | 2020 | 2021-06-14 | 10473 | 40.8182 | -73.8563 | 209 | 16 | 2021923 | 2035640001 | Soundview-Castle Hill-Clason Point-Harding Park
18 | DOE | X194 | 1301 Zerega Ave | Bronx | EJA | [10 empty] | Not Solar-Ready | No | 176,400 GSF | Fair | > 20 years | No | 2020 | 2021-06-14 | 10462 | 40.835 | -73.8455 | 210 | 96 | 2103494 | 2038340070 | Westchester-Unionport
18 | DOE | X423 | 1551 East 172 St | Bronx | EJA | [10 empty] | Not Solar-Ready | Yes | 121,200 GSF | Between Fair and Poor | 10 to 14 years | No | 2020 | 2021-06-14 | 10472 | 40.8314 | -73.8778 | 209 | 56 | 2117663 | 2038640012 | West Farms-Bronx River
18 | DOE | X982 | 1250 Ward Ave | Bronx | EJA | [10 empty] | Not Solar-Ready | No | 11,016 GSF | Between Fair and Poor | > 20 years | No | 2020 | 2021-06-14 | 10472 | 40.8301 | -73.8776 | 209 | 54 | 2088553 | 2037750025 | West Farms-Bronx River
18 | DSNY | Bronx 11 Sanitation Garage | 850 Zerega Ave | Bronx | ï¿½ | [10 empty] | Not Solar-Ready | No | 38,632 GSF | Good | > 20 years | No | 2020 | 2021-06-14 | 10473 | 40.8251 | -73.8431 | 209 | 90 | 2094841 | 2037020001 | Soundview-Castle Hill-Clason Point-Harding Park
18 | DSNY | Bronx 9/10 Sanitation Garage | 850 Zerega Ave | Bronx | ï¿½ | [10 empty] | Not Solar-Ready | No | 115,900 GSF | Poor | > 20 years | No | 2020 | 2021-06-14 | 10473 | 40.8251 | -73.8431 | 209 | 90 | 2094841 | 2037020001 | Soundview-Castle Hill-Clason Point-Harding Park
18 | FDNY | EMS 3 | 501 Zerega Ave | Bronx | ï¿½ | [10 empty] | Not Solar-Ready | No | 11,333 GSF | Good | 2 to 4 years | Existing Green Roof | 2020 | 2021-06-14 | 10473 | 40.8178 | -73.8436 | 209 | 90 | 2124641 | 2035400001 | Soundview-Castle Hill-Clason Point-Harding Park
18 | NYPD | 43rd Precinct | 900 Fteley Ave | Bronx | EJA | [10 empty] | Not Solar-Ready | No | 29,179 GSF | Unknown | 15 to 19 years | No | 2020 | 2021-06-14 | 10473 | 40.8229 | -73.87 | 209 | 46 | 2022630 | 2036600003 | Soundview-Castle Hill-Clason Point-Harding Park
18 | NYPL | Parkchester Branch Library | 1985 Westchester Ave | Bronx | EJA | [10 empty] | Not Solar-Ready | No | 14,744 GSF | Poor | Unknown | No | 2020 | 2021-06-14 | 10462 | 40.8335 | -73.8582 | 209 | 222 | 2028890 | 2039300059 | Parkchester
19 | DEP | Collection Facitlity North Quarters | 127-01 Powells Cove Blvd | Queens | EJA | [10 empty] | Not Solar-Ready | No | 13,560 GSF | Poor | > 20 years | No | 2020 | 2021-06-14 | 11356 | 40.7939 | -73.8405 | 407 | 939 | 4453834 | 4039250001 | College Point
19 | DEP | Dewatering Facility | 127-01 Powells Cove Blvd | Queens | EJA | [10 empty] | Not Solar-Ready | No | 29,722 GSF | Poor | > 20 years | No | 2020 | 2021-06-14 | 11356 | 40.7939 | -73.8405 | 407 | 939 | 4453834 | 4039250001 | College Point
19 | DEP | Pump & Blower Building | 127-01 Powells Cove Blvd | Queens | EJA | [10 empty] | Not Solar-Ready | No | 51,652 GSF | Poor | > 20 years | No | 2020 | 2021-06-14 | 11356 | 40.7939 | -73.8405 | 407 | 939 | 4453834 | 4039250001 | College Point
19 | DEP | Screen Building | 127-01 Powells Cove Blvd | Queens | EJA | [10 empty] | Not Solar-Ready | No | 19,377 GSF | Poor | > 20 years | No | 2020 | 2021-06-14 | 11356 | 40.7939 | -73.8405 | 407 | 939 | 4453834 | 4039250001 | College Point
19 | DOE | Q029 | 125-10 23 Ave | Queens | ï¿½ | [10 empty] | Not Solar-Ready | No | 49,171 GSF | Fair | 10 to 14 years | No | 2020 | 2021-06-14 | 11356 | 40.7786 | -73.8432 | 407 | 907 | 4099925 | 4042290014 | College Point
19 | DOE | Q031 | 211-45 46 Rd | Queens | EJA | [10 empty] | Not Solar-Ready | No | 68,460 GSF | Under Construction | Under Construction | No | 2020 | 2021-06-14 | 11361 | 40.7571 | -73.7701 | 411 | 1447 | 4156949 | 4073160018 | Bayside-Bayside Hills
19 | DOE | Q032 | 171-11 35 Ave | Queens | ï¿½ | [10 empty] | Not Solar-Ready | No | 85,023 GSF | Between Fair and Poor | > 20 years | No | 2020 | 2021-06-14 | 11358 | 40.7648 | -73.7947 | 407 | 1141 | 4118954 | 4052560001 | Murray Hill
19 | DOE | Q041 | 214-43 35 Ave | Queens | ï¿½ | [10 empty] | Not Solar-Ready | No | 67,307 GSF | Between Fair and Poor | > 20 years | No | 2020 | 2021-06-14 | 11361 | 40.7696 | -73.7709 | 411 | 1097 | 4135975 | 4061210001 | Bayside-Bayside Hills
19 | DOE | Q067 | 51-60 Marathon Pkwy | Queens | ï¿½ | [10 empty] | Not Solar-Ready | No | 148,000 GSF | Fair | 2 to 4 years | No | 2020 | 2021-06-14 | 11362 | 40.7627 | -73.7337 | 411 | 150701 | 4170797 | 4082210012 | Douglas Manor-Douglaston-Little Neck
19 | DOE | Q098 | 40-20 235 St | Queens | EJA | [10 empty] | Not Solar-Ready | No | 44,460 GSF | Fair | > 20 years | No | 2020 | 2021-06-14 | 11363 | 40.7693 | -73.7494 | 411 | 1483 | 4168629 | 4080820285 | Douglas Manor-Douglaston-Little Neck
19 | DOE | Q107 | 167-02 45 Ave | Queens | EJA | [10 empty] | Not Solar-Ready | No | 132,060 GSF | Fair | 10 to 14 years | No | 2020 | 2021-06-14 | 11358 | 40.756 | -73.7997 | 407 | 1195 | 4123454 | 4054460018 | East Flushing
19 | DOE | Q129 | 128-02 7th Ave | Queens | ï¿½ | [10 empty] | Not Solar-Ready | No | 115,842 GSF | Fair | > 20 years | No | 2020 | 2021-06-14 | 11356 | 40.7906 | -73.8398 | 407 | 945 | 4096774 | 4039760001 | Whitestone
19 | DOE | Q158 | 46-35 Oceania St | Queens | EJA | [10 empty] | Not Solar-Ready | No | 164,525 GSF | Between Good and Fair | > 20 years | No | 2020 | 2021-06-14 | 11361 | 40.7561 | -73.7729 | 411 | 1447 | 4438325 | 4073120001 | Bayside-Bayside Hills
19 | DOE | Q159 | 205-01 33 Ave | Queens | ï¿½ | [10 empty] | Not Solar-Ready | No | 75,700 GSF | Poor | > 20 years | No | 2020 | 2021-06-14 | 11361 | 40.7694 | -73.7839 | 411 | 1099 | 4134525 | 4060380013 | Bayside-Bayside Hills
19 | DOE | Q169 | 18-25 212 St | Queens | ï¿½ | [10 empty] | Not Solar-Ready | No | 92,575 GSF | Poor | > 20 years | No | 2020 | 2021-06-14 | 11360 | 40.7823 | -73.7791 | 407 | 99704 | 4131147 | 4058650050 | Ft. Totten-Bay Terrace-Clearview
19 | DOE | Q193 | 152-20 11 Ave | Queens | ï¿½ | [10 empty] | Not Solar-Ready | No | 79,111 GSF | Fair | > 20 years | No | 2020 | 2021-06-14 | 11357 | 40.7925 | -73.8097 | 407 | 987 | 4103056 | 4045380001 | Whitestone
19 | DOE | Q194 | 154-60 17 Ave | Queens | ï¿½ | [10 empty] | Not Solar-Ready | No | 128,000 GSF | Poor | > 20 years | No | 2020 | 2021-06-14 | 11357 | 40.7837 | -73.8078 | 407 | 1029 | 4107342 | 4047290001 | Whitestone
19 | DOE | Q209 | 16-10 Utopia Pkwy | Queens | ï¿½ | [10 empty] | Not Solar-Ready | No | 91,325 GSF | Fair | 10 to 14 years | No | 2020 | 2021-06-14 | 11357 | 40.7836 | -73.7947 | 407 | 1017 | 4128717 | 4057340001 | Ft. Totten-Bay Terrace-Clearview
19 | DOT | Queens Bus Facility | 128-10 26th Ave | Queens | ï¿½ | [10 empty] | Not Solar-Ready | No | 79,260 GSF | Unknown | Unknown | No | 2020 | 2021-06-14 | 11354 | 40.7742 | -73.8406 | 407 | 907 | 4100679 | 4042950001 | College Point
19 | DPR | Fort Totten Campus: Building 208 | 208 Totten Ave | Queens | ï¿½ | [10 empty] | Not Solar-Ready | No | 18,988 GSF | Between Fair and Poor | 15 to 19 years | No | 2020 | 2021-06-14 | 11359 | 40.7924 | -73.7776 | 407 | 999 | 4539849 | 4059170001 | Ft. Totten-Bay Terrace-Clearview
19 | DPR | Fort Totten Campus: Building 422 | 422 Weaver Rd | Queens | ï¿½ | [10 empty] | Not Solar-Ready | No | 12,587 GSF | Between Fair and Poor | 15 to 19 years | No | 2020 | 2021-06-14 | 11359 | 40.7929 | -73.7762 | 407 | 999 | 4453946 | 4059170001 | Ft. Totten-Bay Terrace-Clearview
19 | DSNY | Queens 7 Garage and Boro Office | 120-15 31st Ave | Queens | ï¿½ | [10 empty] | Not Solar-Ready | Yes | 134,564 GSF | Good | > 20 years | No | 2020 | 2021-06-14 | 11354 | 40.7697 | -73.8472 | 407 | 907 |  |  | College Point
19 | DSNY | Queens 7A District Garage Annex | 30-19 122nd St | Queens | ï¿½ | [10 empty] | Not Solar-Ready | No | 49,921 GSF | Good | 10 to 14 years | No | 2020 | 2021-06-14 | 11354 | 40.7708 | -73.8466 | 407 | 907 | 4570021 | 4043500001 | College Point
19 | FDNY | Building 107 | 107 Duane Rd | Queens | ï¿½ | [10 empty] | Not Solar-Ready | No | 12,404 GSF | Poor | > 20 years | No | 2020 | 2021-06-14 | 11359 | 40.791 | -73.7801 | 407 | 999 | 4539860 | 4059170001 | Ft. Totten-Bay Terrace-Clearview
19 | FDNY | Building 304 | 304 Shore Rd | Queens | ï¿½ | [10 empty] | Not Solar-Ready | No | 28,831 GSF | Unknown | Unknown | No | 2020 | 2021-06-14 | 11363 | 40.7765 | -73.7548 | 411 | 1483 | 4168134 | 4080300081 | Douglas Manor-Douglaston-Little Neck
19 | FDNY | Building 318 | 318 Murray Ave | Queens | ï¿½ | [10 empty] | Not Solar-Ready | No | 12,966 GSF | Unknown | Unknown | No | 2020 | 2021-06-14 | 11359 | 40.79 | -73.7754 | 407 | 999 | 4453916 | 4059170001 | Ft. Totten-Bay Terrace-Clearview
19 | FDNY | Building 322 | 322 Story Ave | Queens | ï¿½ | [10 empty] | Not Solar-Ready | No | 30,260 GSF | Unknown | Unknown | No | 2020 | 2021-06-14
19 | FDNY | Building 323 | 323 Story Ave | Queens | ï¿½ | [10 empty] | Not Solar-Ready | No | 31,902 GSF | Unknown | Unknown | No | 2020 | 2021-06-14 | 11359 | 40.7915 | -73.7751 | 407 | 999 | 4539835 | 4059170001 | Ft. Totten-Bay Terrace-Clearview
19 | FDNY | Building 325 | 325 Pratt Ave | Queens | ï¿½ | [10 empty] | Not Solar-Ready | No | 31,892 GSF | Unknown | Unknown | No | 2020 | 2021-06-14 | 11359 | 40.7914 | -73.7745 | 407 | 999 | 4539814 | 4059170001 | Ft. Totten-Bay Terrace-Clearview
19 | FDNY | Building 326 | 326 Story Ave | Queens | ï¿½ | [10 empty] | Not Solar-Ready | No | 12,108 GSF | Unknown | Unknown | No | 2020 | 2021-06-14 | 11359 | 40.7919 | -73.7746 | 407 | 999 | 4539897 | 4059170001 | Ft. Totten-Bay Terrace-Clearview
19 | FDNY | Building 333 | 333 Pratt Ave | Queens | ï¿½ | [10 empty] | Not Solar-Ready | No | 17,602 GSF | Unknown | Unknown | No | 2020 | 2021-06-14 | 11359 | 40.7908 | -73.7739 | 407 | 999 | 4539834 | 4059170001 | Ft. Totten-Bay Terrace-Clearview
19 | FDNY | Building 336 | 336 Shore Rd | Queens | ï¿½ | [10 empty] | Not Solar-Ready | No | 23,732 GSF | Unknown | Unknown | No | 2020 | 2021-06-14 | 11363 | 40.7774 | -73.7545 | 411 | 1483 |  |  | Douglas Manor-Douglaston-Little Neck
19 | FDNY | Building 400 | 400 Murray Ave | Queens | ï¿½ | [10 empty] | Not Solar-Ready | No | 10,935 GSF | Unknown | Unknown | No | 2020 | 2021-06-14 | 11359 | 40.7927 | -73.7776 | 407 | 999 | 4453917 | 4059170001 | Ft. Totten-Bay Terrace-Clearview
19 | FDNY | Building 401 | 401 Murray Ave | Queens | ï¿½ | [10 empty] | Not Solar-Ready | No | 12,401 GSF | Unknown | Unknown | No | 2020 | 2021-06-14 | 11359 | 40.7932 | -73.778 | 407 | 999 | 4453921 | 4059170001 | Ft. Totten-Bay Terrace-Clearview
19 | FDNY | Building 402 | 402 Murray Ave | Queens | ï¿½ | [10 empty] | Not Solar-Ready | No | 12,041 GSF | Unknown | Unknown | No | 2020 | 2021-06-14 | 11359 | 40.7931 | -73.7779 | 407 | 999 | 4539822 | 4059170001 | Ft. Totten-Bay Terrace-Clearview
19 | FDNY | Building 405 | 405 Whistler Ave | Queens | ï¿½ | [10 empty] | Not Solar-Ready | No | 22,392 GSF | Unknown | Unknown | No | 2020 | 2021-06-14
19 | FDNY | Building 409 | 409 Shore Rd | Queens | ï¿½ | [10 empty] | Not Solar-Ready | No | 13,728 GSF | Unknown | Unknown | No | 2020 | 2021-06-14 | 11359 | 40.7953 | -73.7758 | 407 | 999 |  |  | Ft. Totten-Bay Terrace-Clearview
19 | FDNY | Building 411 | 411 Shore Rd | Queens | ï¿½ | [10 empty] | Not Solar-Ready | No | 13,728 GSF | Unknown | Unknown | No | 2020 | 2021-06-14 | 11359 | 40.7946 | -73.7749 | 407 | 999 |  |  | Ft. Totten-Bay Terrace-Clearview
19 | FDNY | Building 418 | 418 Weaver Ave | Queens | ï¿½ | [10 empty] | Not Solar-Ready | No | 10,935 GSF | Unknown | Unknown | No | 2020 | 2021-06-14 | 11359 | 40.7934 | -73.7751 | 407 | 999 | 4459162 | 4059170001 | Ft. Totten-Bay Terrace-Clearview
19 | FDNY | Fort Totten Campus: Building 420 | 420 Weaver Ave | Queens | ï¿½ | [10 empty] | Not Solar-Ready | No | 10,935 GSF | Between Good and Fair | Unknown | No | 2020 | 2021-06-14 | 11359 | 40.7931 | -73.7759 | 407 | 999 | 4538413 | 4059170001 | Ft. Totten-Bay Terrace-Clearview
19 | FDNY | Fort Totten Campus: Building 422 | 422 Weaver Ave | Queens | ï¿½ | [10 empty] | Not Solar-Ready | No | 434,139 GSF | Unknown | 10 to 14 years | No | 2020 | 2021-06-14 | 11359 | 40.7929 | -73.7762 | 407 | 999 | 4453946 | 4059170001 | Ft. Totten-Bay Terrace-Clearview
19 | NYPD | 111th Precinct | 45-06 215th St | Queens | ï¿½ | [10 empty] | Not Solar-Ready | No | 23,793 GSF | Good | 10 to 14 years | No | 2020 | 2021-06-14 | 11361 | 40.7602 | -73.7674 | 411 | 1471 | 4157390 | 4073330221 | Bayside-Bayside Hills
19 | NYPD | Harbor Unit Launch | 14th Ave at Powells Cove Blvd | Queens | EJA | [10 empty] | Not Solar-Ready | No | 18,300 GSF | Poor | Unknown | No | 2020 | 2021-06-14
19 | NYPD | Narcotics and Warrant Squad | 13-10 111th St | Queens | EJA | [10 empty] | Not Solar-Ready | No | 56,944 GSF | Between Good and Fair | 10 to 14 years | No | 2020 | 2021-06-14 | 11356 | 40.786 | -73.856 | 407 | 929 | 4437950 | 4040310001 | College Point
19 | QPL | Douglaston/Little Neck Community Library | 249-01 Northern Blvd | Queens | EJA | [10 empty] | Not Solar-Ready | No | 10,200 GSF | Fair | > 20 years | Planned Green Roof | 2020 | 2021-06-14 | 11362 | 40.7679 | -73.7381 | 411 | 1479 | 4169275 | 4081260087 | Douglas Manor-Douglaston-Little Neck
20 | DCLA | Flushing Town Hall | 137-35 Northern Blvd | Queens | EJA | [10 empty] | Not Solar-Ready | No | 18,000 GSF | Good | > 20 years | No | 2020 | 2021-06-14 | 11354 | 40.7635 | -73.83 | 407 | 869 | 4112147 | 4049600001 | Flushing
20 | DOE | Q020 | 142-30 Barclay Ave | Queens | EJA | [10 empty] | Not Solar-Ready | No | Unknown | Unknown | 10 to 14 years | No | 2020 | 2021-06-14 | 11355 | 40.7587 | -73.8248 | 407 | 855 | 4114657 | 4050470001 | Flushing
20 | DOE | Q022 | 153-33 Sanford Ave | Queens | EJA | [10 empty] | Not Solar-Ready | No | 76,643 GSF | Between Good and Fair | 10 to 14 years | No | 2020 | 2021-06-14 | 11355 | 40.7612 | -73.8118 | 407 | 1167 | 4438184 | 4053280001 | Murray Hill
20 | DOE | Q023 | 138-11 35 Ave | Queens | EJA | [10 empty] | Not Solar-Ready | No | 25,260 GSF | Fair | > 20 years | No | 2020 | 2021-06-14 | 11354 | 40.7652 | -73.8288 | 407 | 88901 | 4112106 | 4049560055 | Flushing
20 | DOE | Q024 | 141-11 Holly Ave | Queens | EJA | [10 empty] | Not Solar-Ready | No | 150,000 GSF | Poor | > 20 years | No | 2020 | 2021-06-14 | 11355 | 40.7515 | -73.8178 | 407 | 1205 | 4117403 | 4052010021 | East Flushing
20 | DOE | Q120 | 58-01 136th St | Queens | EJA | [10 empty] | Not Solar-Ready | No | 111,725 GSF | Fair | > 20 years | No | 2020 | 2021-06-14 | 11355 | 40.7455 | -73.8293 | 407 | 80301 | 4139491 | 4063730001 | Queensboro Hill
20 | DOE | Q163 | 159-01 59 Ave | Queens | EJA | [10 empty] | Not Solar-Ready | No | 67,979 GSF | Fair | 10 to 14 years | No | 2020 | 2021-06-14 | 11365 | 40.7406 | -73.8091 | 407 | 1215 | 4146042 | 4067260070 | Queensboro Hill
20 | DOE | Q177 | 56-37 188 St | Queens | EJA | [10 empty] | Not Solar-Ready | No | 60,320 GSF | Fair | > 20 years | No | 2020 | 2021-06-14 | 11365 | 40.7439 | -73.7881 | 411 | 1417 | 4128231 | 4056740002 | Auburndale
20 | DOE | Q189 | 144-80 Barclay Ave | Queens | EJA | [10 empty] | Not Solar-Ready | No | 128,000 GSF | Between Fair and Poor | 10 to 14 years | No | 2020 | 2021-06-14 | 11355 | 40.7598 | -73.8205 | 407 | 863 | 4114763 | 4050510027 | Murray Hill
20 | DOE | Q242 | 136-11 31st Rd | Queens | EJA | [10 empty] | Not Solar-Ready | No | 59,592 GSF | Fair | > 20 years | No | 2020 | 2021-06-14 | 11354 | 40.7695 | -73.8321 | 407 | 88901 | 4462993 | 4043710173 | Flushing
20 | DOE | Q244 | 137-20 Franklin Ave | Queens | EJA | [10 empty] | Not Solar-Ready | No | 54,000 GSF | Between Good and Fair | 10 to 14 years | No | 2020 | 2021-06-14 | 11355 | 40.7547 | -73.8268 | 407 | 79701 | 4541682 | 4051370043 | Flushing
20 | DOE | Q430 | 58-20 Utopia Pkwy | Queens | EJA | [10 empty] | Not Solar-Ready | Yes | 246,000 GSF | Poor | > 20 years | No | 2020 | 2021-06-14 | 11365 | 40.7407 | -73.7928 | 411 | 1417 | 4148763 | 4068820001 | Auburndale
20 | DOE | Q460 | 35-01 Union St | Queens | EJA | [10 empty] | Not Solar-Ready | Yes | 219,000 GSF | Poor | 15 to 19 years | No | 2020 | 2021-06-14 | 11354 | 40.7652 | -73.8279 | 407 | 1161 | 4113172 | 4050020001 | Flushing
20 | DOE | Q859 | 30-48 Linden Pl | Queens | EJA | [10 empty] | Not Solar-Ready | No | 291,811 GSF | Fair | Unknown | No | 2020 | 2021-06-14 | 11354 | 40.7702 | -73.8329 | 407 | 869 | 4100749 | 4043700050 | Flushing
20 | DOT | DOT Asphalt Plant | 30-01 Harper St | Queens | ï¿½ | [10 empty] | Not Solar-Ready | No | 14,300 GSF | Between Fair and Poor | Unknown | No | 2020 | 2021-06-14 | 11368 | 40.7633 | -73.8384 | 407 | 38301 | 4045011 | 4017910068 | park-cemetery-etc-Queens
20 | DPR | FMCP Aquatic Center | 131-00 Avery Ave | Queens | ï¿½ | [10 empty] | Not Solar-Ready | No | 110,000 GSF | Fair | 5 to 9 years | No | 2020 | 2021-06-14 | 11355 | 40.7521 | -73.8356 | 407 | 849 |  |  | Flushing
20 | NYPD | 109th Precinct | 37-05 Union St | Queens | EJA | [10 empty] | Not Solar-Ready | No | 48,700 GSF | Good | 10 to 14 years | No | 2020 | 2021-06-14 | 11354 | 40.7623 | -73.8274 | 407 | 865 | 4113348 | 4050110006 | Flushing
20 | QPL | Flushing (ALC) Community Library | 41-17 Main St | Queens | EJA | [10 empty] | Not Solar-Ready | No | 76,000 GSF | Between Fair and Poor | 15 to 19 years | No | 2020 | 2021-06-14 | 11355 | 40.7578 | -73.8293 | 407 | 853 | 4114282 | 4050430011 | Flushing
21 | DCLA | Flushing Meadows Corona Park Campus: Queens Theatre in the Park | 14 United Nations Ave South | Queens | ï¿½ | [10 empty] | Not Solar-Ready | No | 30,538 GSF | Good | 10 to 14 years | No | 2020 | 2021-06-14 | 11355 | 40.7445 | -73.8443 | 481 | 38302 | 4464056 | 4020180001 | park-cemetery-etc-Queens
21 | DCLA | Great Hall | 47-01 111th St | Queens | ï¿½ | [10 empty] | Not Solar-Ready | No | Unknown | Between Good and Fair | Unknown | No | 2020 | 2021-06-14 | 11368 | 40.7474 | -73.8535 | 481 | 38302 | 4441124 | 4020180001 | park-cemetery-etc-Queens
21 | DCLA | North Wing | 47-01 111th St | Queens | ï¿½ | [10 empty] | Not Solar-Ready | No | Unknown | Good | Unknown | No | 2020 | 2021-06-14 | 11368 | 40.7474 | -73.8535 | 481 | 38302 | 4441124 | 4020180001 | park-cemetery-etc-Queens
21 | DCLA | Viscusi Gallery | 47-01 111th St | Queens | ï¿½ | [10 empty] | Not Solar-Ready | No | Unknown | Poor | Unknown | No | 2020 | 2021-06-14 | 11368 | 40.7474 | -73.8535 | 481 | 38302 | 4441124 | 4020180001 | park-cemetery-etc-Queens
21 | DOE | Q014 | 107-01 Otis Ave | Queens | EJA | [10 empty] | Not Solar-Ready | No | 116,000 GSF | Good | 2 to 4 years | No | 2020 | 2021-06-14 | 11368 | 40.7406 | -73.8541 | 404 | 439 | 4437311 | 4019540037 | Corona
21 | DOE | Q016 | 41-15 104 St | Queens | EJA | [10 empty] | Not Solar-Ready | No | 147,600 GSF | Fair | 10 to 14 years | No | 2020 | 2021-06-14 | 11368 | 40.749 | -73.8612 | 404 | 403 | 4048820 | 4019850001 | North Corona
21 | DOE | Q019 | 98-02 Roosevelt Ave | Queens | EJA | [10 empty] | Not Solar-Ready | Yes | 224,000 GSF | Good | 2 to 4 Years | No | 2020 | 2021-06-14 | 11368 | 40.7494 | -73.8674 | 404 | 409 | 4437176 | 4016070001 | North Corona
21 | DOE | Q028 | 109-10 47th Ave | Queens | EJA | [10 empty] | Not Solar-Ready | No | 51,795 GSF | Fair | > 20 years | No | 2020 | 2021-06-14 | 11368 | 40.7471 | -73.8548 | 404 | 415 | 4529578 | 4020030023 | Corona
21 | DOE | Q061 | 98-50 50 Ave | Queens | EJA | [10 empty] | Not Solar-Ready | Yes | 185,000 GSF | Poor | 15 to 19 years | No | 2020 | 2021-06-14 | 11368 | 40.7427 | -73.8633 | 404 | 44302 | 4046834 | 4018910032 | Corona
21 | DOE | Q127 | 98-01 25th Ave | Queens | EJA | [10 empty] | Not Solar-Ready | No | 111,725 GSF | Fair | 10 to 14 years | No | 2020 | 2021-06-14 | 11369 | 40.7646 | -73.8716 | 403 | 357 | 4024487 | 4011090016 | East Elmhurst
21 | DOE | Q143 | 34-74 113 St | Queens | EJA | [10 empty] | Not Solar-Ready | No | 112,719 GSF | Fair | > 20 years | No | 2020 | 2021-06-14 | 11368 | 40.7555 | -73.8552 | 403 | 381 | 4043827 | 4017560025 | North Corona
21 | DOE | Q228 | 32-65 93 St | Queens | EJA | [10 empty] | Not Solar-Ready | No | 45,000 GSF | Poor | 15 to 19 years | No | 2020 | 2021-06-14 | 11369 | 40.7574 | -73.8753 | 403 | 353 | 4034892 | 4014230057 | East Elmhurst
21 | DOHMH | Corona Health Center | 34-33 Junction Blvd | Queens | EJA | [10 empty] | Not Solar-Ready | No | 28,600 GSF | Unknown | 10 to 14 years | No | 2020 | 2021-06-14 | 11372 | 40.7542 | -73.8722 | 403 | 375 | 4042887 | 4017290027 | North Corona
21 | DOT | North Fleet Depot (Harper St. Yard Facility) | 32-11 Harper St | Queens | ï¿½ | [10 empty] | Not Solar-Ready | No | 95,761 GSF | Unknown | Unknown | No | 2020 | 2021-06-14 | 11368 | 40.7638 | -73.8421 | 407 | 38301 | 4444576 | 4017900001 | park-cemetery-etc-Queens
21 | DPR | Allied Building I | 15 East Rd | Queens | ï¿½ | [10 empty] | Not Solar-Ready | No | 19,836 GSF | Fair | 15 to 19 years | No | 2020 | 2021-06-14 | 11355 | 40.754 | -73.8385 | 481 | 38302 | 4541447 | 4020180001 | park-cemetery-etc-Queens
21 | DPR | Allied Building II | 13 East Rd | Queens | ï¿½ | [10 empty] | Not Solar-Ready | No | 16,808 GSF | Fair | 15 to 19 years | No | 2020 | 2021-06-14 | 11355 | 40.7539 | -73.8388 | 481 | 38302 | 4439847 | 4020180001 | park-cemetery-etc-Queens
21 | DPR | FMCP Building | Flushing Meadows Corona Park | Queens | ï¿½ | [10 empty] | Not Solar-Ready | No | 25,000 GSF | Fair | > 20 years | No | 2020 | 2021-06-14 | 11368 | 40.7424 | -73.8422 | 481 | 38302 | 4000000 | 4020180001 | park-cemetery-etc-Queens
21 | DPR | Louis Armstrong Recreation Center | 33-16 108th St | Queens | ï¿½ | [10 empty] | Not Solar-Ready | No | 25,650 GSF | Fair | > 20 years | Planned Green Roof | 2020 | 2021-06-14 | 11368 | 40.7574 | -73.8609 | 403 | 381 | 4042761 | 4017220012 | North Corona
21 | DPR | Olmsted Center | Flushing Meadows-Corona Park | Queens | ï¿½ | [10 empty] | Not Solar-Ready | No | 61,000 GSF | Fair | 5 to 9 years | Existing Cool Roof | 2020 | 2021-06-14
21 | DPR | Worlds Fair Marina | Flushing Bay Promenade | Queens | ï¿½ | [10 empty] | Not Solar-Ready | No | 10,500 GSF | Poor | > 20 years | No | 2020 | 2021-06-14
21 | NYPD | 110th Precinct | 94-41 43rd Ave | Queens | EJA | [10 empty] | Not Solar-Ready | No | 15,300 GSF | Between Fair and Poor | 10 to 14 years | No | 2020 | 2021-06-14 | 11373 | 40.745 | -73.87 | 404 | 465 | 4445296 | 4015920072 | Elmhurst
21 | NYPD | 115th Precinct | 92-15 Northern Blvd | Queens | EJA | [10 empty] | Not Solar-Ready | No | 32,400 GSF | Fair | 10 to 14 years | No | 2020 | 2021-06-14 | 11372 | 40.7566 | -73.8758 | 403 | 351 | 4034862 | 4014220034 | Jackson Heights
21 | QPL | East Elmhurst Community Library | 95-06 Astoria Blvd | Queens | EJA | [10 empty] | Not Solar-Ready | No | 11,860 GSF | Poor | 5 to 9 years | No | 2020 | 2021-06-14 | 11369 | 40.7628 | -73.874 | 403 | 353 | 4437122 | 4013750001 | East Elmhurst
22 | DOC | 200 Bed Modules | Rikers Island | Bronx | ï¿½ | [10 empty] | Not Solar-Ready | No | 30,000 GSF | Poor | > 20 years | No | 2020 | 2021-06-14 | 11370 | 40.7906 | -73.8819 | 401 | 1 | 2000000 | 2026050040 | Rikers Island
22 | DOC | 300 Bed Annex | Rikers Island | Bronx | ï¿½ | [10 empty] | Not Solar-Ready | No | 120,000 GSF | Between Fair and Poor | > 20 years | No | 2020 | 2021-06-14 | 11370 | 40.7906 | -73.8819 | 401 | 1 | 2000000 | 2026050040 | Rikers Island
22 | DOC | AMKC Detention Facility | Rikers Island | Bronx | ï¿½ | [10 empty] | Not Solar-Ready | No | 963,830 GSF | Between Fair and Poor | Unknown | No | 2020 | 2021-06-14 | 11370 | 40.7906 | -73.8819 | 401 | 1 | 2000000 | 2026050040 | Rikers Island
22 | DOC | Buildings 3&4 | Rikers Island | Bronx | ï¿½ | [10 empty] | Not Solar-Ready | No | 20,000 GSF | Poor | > 20 years | No | 2020 | 2021-06-14 | 11370 | 40.7906 | -73.8819 | 401 | 1 | 2000000 | 2026050040 | Rikers Island
22 | DOC | CPSU 500 Bed Annex | Rikers Island | Bronx | ï¿½ | [10 empty] | Not Solar-Ready | No | 120,000 GSF | Between Fair and Poor | > 20 years | No | 2020 | 2021-06-14 | 11370 | 40.7906 | -73.8819 | 401 | 1 | 2000000 | 2026050040 | Rikers Island
22 | DOC | Dorms 17-20 | Rikers Island | Bronx | ï¿½ | [10 empty] | Not Solar-Ready | No | 32,000 GSF | Poor | > 20 years | No | 2020 | 2021-06-14 | 11370 | 40.7906 | -73.8819 | 401 | 1 | 2000000 | 2026050040 | Rikers Island
22 | DOC | East Sprungs & WS | Rikers Island | Bronx | ï¿½ | [10 empty] | Not Solar-Ready | No | 33,000 GSF | Poor | > 20 years | No | 2020 | 2021-06-14 | 11370 | 40.7906 | -73.8819 | 401 | 1 | 2000000 | 2026050040 | Rikers Island
22 | DOC | EMTC Detention Facility | Rikers Island | Bronx | ï¿½ | [10 empty] | Not Solar-Ready | No | 484,407 GSF | Fair | 15 to 19 years | No | 2020 | 2021-06-14 | 11370 | 40.7906 | -73.8819 | 401 | 1 | 2000000 | 2026050040 | Rikers Island
22 | DOC | GMDC Detention Facility | Rikers Island | Bronx | ï¿½ | [10 empty] | Not Solar-Ready | No | 533,491 GSF | Fair | 15 to 19 years | No | 2020 | 2021-06-14 | 11370 | 40.7906 | -73.8819 | 401 | 1 | 2000000 | 2026050040 | Rikers Island
22 | DOC | GMDC MODS 4,5,8,9,10,11,12,13 | Rikers Island | Bronx | ï¿½ | [10 empty] | Not Solar-Ready | No | 92,000 GSF | Poor | > 20 years | No | 2020 | 2021-06-14 | 11370 | 40.7906 | -73.8819 | 401 | 1 | 2000000 | 2026050040 | Rikers Island
22 | DOC | Hart Island Module / S1 | Rikers Island | Bronx | ï¿½ | [10 empty] | Not Solar-Ready | No | 10,000 GSF | Poor | > 20 years | No | 2020 | 2021-06-14 | 11370 | 40.7906 | -73.8819 | 401 | 1 | 2000000 | 2026050040 | Rikers Island
22 | DOC | JATC Detention Facility | Rikers Island | Bronx | ï¿½ | [10 empty] | Not Solar-Ready | No | 642,800 GSF | Poor | Unknown | No | 2020 | 2021-06-14 | 11370 | 40.7906 | -73.8819 | 401 | 1 | 2000000 | 2026050040 | Rikers Island
22 | DOC | Locker Room | Rikers Island | Bronx | ï¿½ | [10 empty] | Not Solar-Ready | No | 15,000 GSF | Poor | > 20 years | No | 2020 | 2021-06-14 | 11370 | 40.7906 | -73.8819 | 401 | 1 | 2000000 | 2026050040 | Rikers Island
22 | DOC | Main Building | Rikers Island | Bronx | ï¿½ | [10 empty] | Not Solar-Ready | No | 461,047 GSF | Between Fair and Poor | Unknown | No | 2020 | 2021-06-14 | 11370 | 40.7906 | -73.8819 | 401 | 1 | 2000000 | 2026050040 | Rikers Island
22 | DOC | MODS 14,15,16,LL,N,QQ,RR | Rikers Island | Bronx | ï¿½ | [10 empty] | Not Solar-Ready | No | 70,980 GSF | Poor | > 20 years | No | 2020 | 2021-06-14 | 11370 | 40.7906 | -73.8819 | 401 | 1 | 2000000 | 2026050040 | Rikers Island
22 | DOC | Mods 2,4,10 | Rikers Island | Bronx | ï¿½ | [10 empty] | Not Solar-Ready | No | 118,200 GSF | Poor | > 20 years | No | 2020 | 2021-06-14 | 11370 | 40.7906 | -73.8819 | 401 | 1 | 2000000 | 2026050040 | Rikers Island
22 | DOC | Module 1 | Rikers Island | Bronx | ï¿½ | [10 empty] | Not Solar-Ready | No | 10,000 GSF | Poor | > 20 years | No | 2020 | 2021-06-14 | 11370 | 40.7906 | -73.8819 | 401 | 1 | 2000000 | 2026050040 | Rikers Island
22 | DOC | Modules DD/(6) | Rikers Island | Bronx | ï¿½ | [10 empty] | Not Solar-Ready | No | 10,000 GSF | Poor | > 20 years | No | 2020 | 2021-06-14 | 11370 | 40.7906 | -73.8819 | 401 | 1 | 2000000 | 2026050040 | Rikers Island
22 | DOC | Modules OO & PP/ (11&12) | Rikers Island | Bronx | ï¿½ | [10 empty] | Not Solar-Ready | No | 20,000 GSF | Poor | > 20 years | No | 2020 | 2021-06-14 | 11370 | 40.7906 | -73.8819 | 401 | 1 | 2000000 | 2026050040 | Rikers Island
22 | DOC | Modules WW & XX/ (7&8) | Rikers Island | Bronx | ï¿½ | [10 empty] | Not Solar-Ready | No | 20,000 GSF | Poor | > 20 years | No | 2020 | 2021-06-14 | 11370 | 40.7906 | -73.8819 | 401 | 1 | 2000000 | 2026050040 | Rikers Island
22 | DOC | North Infirmary Command (NIC) | Rikers Island | Bronx | ï¿½ | [10 empty] | Not Solar-Ready | No | 66,800 GSF | Fair | 15 to 19 years | No | 2020 | 2021-06-14 | 11370 | 40.7906 | -73.8819 | 401 | 1 | 2000000 | 2026050040 | Rikers Island
22 | DOC | Pantry Buildings 1&2 | Rikers Island | Bronx | ï¿½ | [10 empty] | Not Solar-Ready | No | 10,000 GSF | Poor | > 20 years | No | 2020 | 2021-06-14 | 11370 | 40.7906 | -73.8819 | 401 | 1 | 2000000 | 2026050040 | Rikers Island
22 | DOC | Pantry Buildings 3&4 | Rikers Island | Bronx | ï¿½ | [10 empty] | Not Solar-Ready | No | 10,000 GSF | Poor | > 20 years | No | 2020 | 2021-06-14 | 11370 | 40.7906 | -73.8819 | 401 | 1 | 2000000 | 2026050040 | Rikers Island
22 | DOC | Pantry Buildings 5 | Rikers Island | Bronx | ï¿½ | [10 empty] | Not Solar-Ready | No | 10,000 GSF | Poor | > 20 years | No | 2020 | 2021-06-14 | 11370 | 40.7906 | -73.8819 | 401 | 1 | 2000000 | 2026050040 | Rikers Island
22 | DOC | Rikers Island Bakery | Rikers Island | Bronx | ï¿½ | [10 empty] | Not Solar-Ready | No | 30,750 GSF | Poor | > 20 years | No | 2020 | 2021-06-14 | 11370 | 40.7906 | -73.8819 | 401 | 1 | 2000000 | 2026050040 | Rikers Island
22 | DOC | Rikers Island Division 1 Storehouse | Rikers Island | Bronx | ï¿½ | [10 empty] | Not Solar-Ready | No | 30,000 GSF | Poor | > 20 years | No | 2020 | 2021-06-14 | 11370 | 40.7906 | -73.8819 | 401 | 1 | 2000000 | 2026050040 | Rikers Island
22 | DOC | Rikers Island GRVC Detention Facility | Rikers Island | Bronx | ï¿½ | [10 empty] | Not Solar-Ready | No | 458,000 GSF | Between Fair and Poor | Unknown | No | 2020 | 2021-06-14 | 11370 | 40.7906 | -73.8819 | 401 | 1 | 2000000 | 2026050040 | Rikers Island
22 | DOC | Rikers Island Laundry Facility | Rikers Island | Bronx | ï¿½ | [10 empty] | Not Solar-Ready | No | 19,350 GSF | Poor | > 20 years | No | 2020 | 2021-06-14 | 11370 | 40.7906 | -73.8819 | 401 | 1 | 2000000 | 2026050040 | Rikers Island
22 | DOC | Rikers Island Powerhouse | Rikers Island | Bronx | ï¿½ | [10 empty] | Not Solar-Ready | No | 36,450 GSF | Poor | > 20 years | No | 2020 | 2021-06-14 | 11370 | 40.7906 | -73.8819 | 401 | 1 | 2000000 | 2026050040 | Rikers Island
22 | DOC | Rikers Island Telecom / SOD / COD | Rikers Island | Bronx | ï¿½ | [10 empty] | Not Solar-Ready | No | 16,000 GSF | Fair | 15 to 19 years | No | 2020 | 2021-06-14 | 11370 | 40.7906 | -73.8819 | 401 | 1 | 2000000 | 2026050040 | Rikers Island
22 | DOC | Rikers Island Transportation Garage (ASRS) | Rikers Island | Bronx | ï¿½ | [10 empty] | Not Solar-Ready | No | 73,895 GSF | Poor | > 20 years | No | 2020 | 2021-06-14 | 11370 | 40.7906 | -73.8819 | 401 | 1 | 2000000 | 2026050040 | Rikers Island
22 | DOC | RMSC Detention Facility | Rikers Island | Bronx | ï¿½ | [10 empty] | Not Solar-Ready | No | 291,000 GSF | Between Fair and Poor | Unknown | No | 2020 | 2021-06-14 | 11370 | 40.7906 | -73.8819 | 401 | 1 | 2000000 | 2026050040 | Rikers Island
22 | DOC | RNDC Detention Facility | Rikers Island | Bronx | ï¿½ | [10 empty] | Not Solar-Ready | No | 557,200 GSF | Between Fair and Poor | Unknown | No | 2020 | 2021-06-14 | 11370 | 40.7906 | -73.8819 | 401 | 1 | 2000000 | 2026050040 | Rikers Island
22 | DOC | Sprung 1 (HIIP) | Rikers Island | Bronx | ï¿½ | [10 empty] | Not Solar-Ready | No | 10,000 GSF | Poor | > 20 years | No | 2020 | 2021-06-14 | 11370 | 40.7906 | -73.8819 | 401 | 1 | 2000000 | 2026050040 | Rikers Island
22 | DOC | Sprungs, MOD 3 | Rikers Island | Bronx | ï¿½ | [10 empty] | Not Solar-Ready | No | 30,400 GSF | Poor | > 20 years | No | 2020 | 2021-06-14 | 11370 | 40.7906 | -73.8819 | 401 | 1 | 2000000 | 2026050040 | Rikers Island
22 | DOC | West Sprungs | Rikers Island | Bronx | ï¿½ | [10 empty] | Not Solar-Ready | No | 30,000 GSF | Poor | > 20 years | No | 2020 | 2021-06-14 | 11370 | 40.7906 | -73.8819 | 401 | 1 | 2000000 | 2026050040 | Rikers Island
22 | DOC | WF Detention Facility | Rikers Island | Bronx | ï¿½ | [10 empty] | Not Solar-Ready | No | 94,914 GSF | Poor | > 20 years | No | 2020 | 2021-06-14 | 11370 | 40.7906 | -73.8819 | 401 | 1 | 2000000 | 2026050040 | Rikers Island
22 | DOE | Q002 | 75-10 21 Ave | Queens | ï¿½ | [10 empty] | Not Solar-Ready | No | 65,000 GSF | Poor | 15 to 19 years | No | 2020 | 2021-06-14 | 11370 | 40.7703 | -73.8945 | 401 | 317 | 4021375 | 4009710001 | Steinway
22 | DOE | Q017 | 28-37 29 St | Queens | ï¿½ | [10 empty] | Not Solar-Ready | No | 92,000 GSF | Poor | > 20 years | No | 2020 | 2021-06-14 | 11102 | 40.769 | -73.9224 | 401 | 71 | 4007663 | 4005940001 | Old Astoria
22 | DOE | Q070 | 30-44 43 St | Queens | ï¿½ | [10 empty] | Not Solar-Ready | No | 130,000 GSF | Poor | > 20 years | No | 2020 | 2021-06-14 | 11103 | 40.7615 | -73.9136 | 401 | 149 | 4000000 | 4006960014 | Astoria
22 | DOE | Q084 | 22-45 41 St | Queens | ï¿½ | [10 empty] | Not Solar-Ready | No | 49,000 GSF | Poor | > 20 years | No | 2020 | 2021-06-14 | 11105 | 40.7715 | -73.9063 | 401 | 119 | 4015334 | 4007940017 | Steinway
22 | DOE | Q085 | 23-70 31 St | Queens | ï¿½ | [10 empty] | Not Solar-Ready | No | 59,000 GSF | Fair | 5 to 9 years | No | 2020 | 2021-06-14 | 11105 | 40.7729 | -73.9147 | 401 | 115 | 4017485 | 4008420031 | Steinway
22 | DOE | Q122 | 21-21 Ditmars Blvd | Queens | ï¿½ | [10 empty] | Not Solar-Ready | No | 109,500 GSF | Poor | 10 to 14 years | No | 2020 | 2021-06-14 | 11105 | 40.7803 | -73.9167 | 401 | 103 | 4019633 | 4008800001 | Steinway
22 | DOE | Q234 | 30-15 29 St | Queens | ï¿½ | [10 empty] | Not Solar-Ready | No | 117,000 GSF | Poor | 15 to 19 years | No | 2020 | 2021-06-14 | 11102 | 40.7673 | -73.9232 | 401 | 73 | 4007619 | 4005920015 | Old Astoria
22 | DOE | Q452 | 14-30 Broadway | Queens | EJA | [10 empty] | Not Solar-Ready | No | 380,000 GSF | Poor | 15 to 19 years | No | 2020 | 2021-06-14 | 11106 | 40.7658 | -73.9328 | 401 | 45 | 4467709 | 4005290002 | Astoria
22 | DOE | Q739 | 23-15 Newtown Ave | Queens | ï¿½ | [10 empty] | Not Solar-Ready | No | 49,000 GSF | Between Fair and Poor | 10 to 14 years | No | 2020 | 2021-06-14 | 11102 | 40.7712 | -73.9246 | 401 | 69 | 4440035 | 4005420008 | Old Astoria
22 | DOE | Q981 | 23-70 31 St | Queens | ï¿½ | [10 empty] | Not Solar-Ready | No | 75,000 GSF | Poor | > 20 years | No | 2020 | 2021-06-14 | 11105 | 40.7729 | -73.9147 | 401 | 115 | 4017485 | 4008420031 | Steinway
22 | DOHMH | Astoria Health Center | 12-26 31st Ave | Queens | ï¿½ | [10 empty] | Not Solar-Ready | No | 28,372 GSF | Unknown | 10 to 14 years | No | 2020 | 2021-06-14 | 11106 | 40.7687 | -73.9332 | 401 | 77 | 4005758 | 4005180030 | Astoria
22 | DOHMH | Prison Health Warehouse | 18-39 42nd St | Queens | EJA | [10 empty] | Not Solar-Ready | No | 16,700 GSF | Unknown | 15 to 19 years | No | 2020 | 2021-06-14 | 11105 | 40.7784 | -73.8966 | 401 | 12301 | 4015250 | 4007910016 | Steinway
22 | DPR | Astoria Park Pool House | 19-00 23rd Ter | Queens | ï¿½ | [10 empty] | Not Solar-Ready | No | 25,800 GSF | Fair | > 20 years | No | 2020 | 2021-06-14 | 11105 | 40.7778 | -73.9218 | 401 | 97 |  |  | Steinway
22 | NYPD | 114th Precinct | 34-16 Astoria Blvd | Queens | ï¿½ | [10 empty] | Not Solar-Ready | No | 36,000 GSF | Fair | 10 to 14 years | No | 2020 | 2021-06-14 | 11103 | 40.7696 | -73.9156 | 401 | 6501 | 4009361 | 4006320030 | Astoria
23 | CUNY | C Building | 222-03 56th Ave | Queens | EJA | [10 empty] | Not Solar-Ready | No | 20,804 GSF | Between Fair and Poor | Unknown | No | 2020 | 2021-06-14 | 11364 | 40.7535 | -73.758 | 411 | 138501 | 4439439 | 4074900002 | Oakland Gardens
23 | CUNY | Cafeteria / Student Union Building | 221-35 56th Ave | Queens | EJA | [10 empty] | Not Solar-Ready | No | 33,746 GSF | Between Good and Fair | > 20 years | No | 2020 | 2021-06-14 | 11364 | 40.7523 | -73.7595 | 411 | 138501 | 4439436 | 4074900002 | Oakland Gardens
23 | CUNY | Humanities Building | 222-25 56th Ave | Queens | EJA | [10 empty] | Not Solar-Ready | No | 148,066 GSF | Poor | Unknown | No | 2020 | 2021-06-14 | 11364 | 40.7535 | -73.7578 | 411 | 138501 | 4439431 | 4074900002 | Oakland Gardens
23 | CUNY | Kennedy Hall Gymnasium | 221-05 56th Ave | Queens | EJA | [10 empty] | Not Solar-Ready | No | 57,776 GSF | Between Fair and Poor | Unknown | No | 2020 | 2021-06-14 | 11364 | 40.7523 | -73.7595 | 411 | 138501 | 4439435 | 4074900002 | Oakland Gardens
23 | CUNY | Kurt Schmeller Library | 222-05 56th Ave | Queens | EJA | [10 empty] | Not Solar-Ready | No | 107,884 GSF | Between Fair and Poor | Unknown | No | 2020 | 2021-06-14 | 11364 | 40.7535 | -73.758 | 411 | 138501 | 4439440 | 4074900002 | Oakland Gardens
23 | CUNY | Oakland Building | 221-15 56th Ave | Queens | EJA | [10 empty] | Not Solar-Ready | No | 23,520 GSF | Fair | > 20 years | No | 2020 | 2021-06-14 | 11364 | 40.7523 | -73.7595 | 411 | 138501 | 4439433 | 4074900002 | Oakland Gardens
23 | CUNY | Service Building | 221-03 56th Ave | Queens | EJA | [10 empty] | Not Solar-Ready | No | 27,622 GSF | Poor | Unknown | No | 2020 | 2021-06-14 | 11364 | 40.7523 | -73.7595 | 411 | 138501 | 4539247 | 4074900002 | Oakland Gardens
23 | CUNY | Technology Building | 221-25 56th Ave | Queens | EJA | [10 empty] | Not Solar-Ready | No | 30,632 GSF | Poor | Unknown | No | 2020 | 2021-06-14 | 11364 | 40.7523 | -73.7595 | 411 | 138501 | 4439432 | 4074900002 | Oakland Gardens
23 | CUNY | W Building | 226-11 56th Ave | Queens | EJA | [10 empty] | Not Solar-Ready | No | 10,540 GSF | Between Fair and Poor | Unknown | No | 2020 | 2021-06-14 | 11364 | 40.7545 | -73.7544 | 411 | 138501 | 4458074 | 4074900002 | Oakland Gardens
23 | CUNY | Y2 Building | 222-09 56th Ave | Queens | EJA | [10 empty] | Not Solar-Ready | No | 12,840 GSF | Between Fair and Poor | Unknown | No | 2020 | 2021-06-14 | 11364 | 40.7535 | -73.7579 | 411 | 138501 | 4539248 | 4074900002 | Oakland Gardens
23 | DOE | Q026 | 195-02 69 Ave | Queens | EJA | [10 empty] | Not Solar-Ready | No | 103,300 GSF | Fair | > 20 years | No | 2020 | 2021-06-14 | 11365 | 40.7369 | -73.778 | 408 | 1347 | 4153296 | 4071170421 | Fresh Meadows-Utopia
23 | DOE | Q109 | 213-10 92 Ave | Queens | EJA | [10 empty] | Not Solar-Ready | Yes | 116,000 GSF | Poor | 10 to 14 years | No | 2020 | 2021-06-14 | 11428 | 40.7207 | -73.747 | 413 | 542 | 4226839 | 4106260001 | Queens Village
23 | DOE | Q133 | 248-05 86 Ave | Queens | EJA | [10 empty] | Not Solar-Ready | No | 93,883 GSF | Fair | > 20 years | No | 2020 | 2021-06-14 | 11426 | 40.7317 | -73.7179 | 413 | 157101 | 4175739 | 4086160001 | Bellerose
23 | DOE | Q135 | 207-11 89 Ave | Queens | EJA | [10 empty] | Not Solar-Ready | No | 100,000 GSF | Poor | > 20 years | No | 2020 | 2021-06-14 | 11427 | 40.7202 | -73.7574 | 413 | 492 | 4225816 | 4105820016 | Jamaica Estates-Holliswood
23 | DOE | Q172 | 81-14 257 St | Queens | EJA | [10 empty] | Not Solar-Ready | No | 160,975 GSF | Fair | > 20 years | No | 2020 | 2021-06-14 | 11004 | 40.7419 | -73.713 | 413 | 157902 | 4178464 | 4087310004 | Glen Oaks-Floral Park-New Hyde Park
23 | DOE | Q186 | 252-12 72 Ave | Queens | ï¿½ | [10 empty] | Not Solar-Ready | No | 92,575 GSF | Fair | > 20 years | No | 2020 | 2021-06-14 | 11426 | 40.75 | -73.7216 | 413 | 155102 | 4173640 | 4084010375 | Glen Oaks-Floral Park-New Hyde Park
23 | DOE | Q188 | 218-12 Hartland Ave | Queens | ï¿½ | [10 empty] | Not Solar-Ready | No | 69,905 GSF | Fair | > 20 years | No | 2020 | 2021-06-14 | 11364 | 40.7362 | -73.7532 | 411 | 129104 | 4164350 | 4077740165 | Oakland Gardens
23 | DOE | Q191 | 85-15 258 St | Queens | ï¿½ | [10 empty] | Not Solar-Ready | No | 87,600 GSF | Poor | > 20 years | No | 2020 | 2021-06-14 | 11001 | 40.7343 | -73.7091 | 413 | 157903 | 4180083 | 4088010014 | Glen Oaks-Floral Park-New Hyde Park
23 | DOE | Q203 | 53-11 Springfield Blvd | Queens | EJA | [10 empty] | Not Solar-Ready | No | 94,880 GSF | Fair | > 20 years | No | 2020 | 2021-06-14 | 11364 | 40.7542 | -73.7606 | 411 | 138501 | 4161005 | 4074820317 | Oakland Gardens
23 | DOE | Q208 | 74-30 Commonwealth Blvd | Queens | EJA | [10 empty] | Not Solar-Ready | No | 87,600 GSF | Fair | 10 to 14 years | No | 2020 | 2021-06-14 | 11426 | 40.7459 | -73.7275 | 413 | 1567 | 4529898 | 4078700070 | Bellerose
23 | DOE | Q221 | 57-40 Marathon Pkwy | Queens | ï¿½ | [10 empty] | Not Solar-Ready | No | 94,880 GSF | Fair | > 20 years | No | 2020 | 2021-06-14 | 11362 | 40.7594 | -73.7313 | 411 | 152901 | 4171759 | 4082760620 | Douglas Manor-Douglaston-Little Neck
23 | DOE | Q263 | 222-14 Jamaica Ave | Queens | EJA | [10 empty] | Not Solar-Ready | Yes | 89,000 GSF | Between Fair and Poor | 10 to 14 years | No | 2020 | 2021-06-14 | 11428 | 40.7206 | -73.732 | 413 | 568 | 4231378 | 4108130005 | Queens Village
23 | DOE | Q266 | 74-10 Commonwealth Blvd | Queens | EJA | [10 empty] | Not Solar-Ready | No | 81,600 GSF | Fair | 10 to 14 years | No | 2020 | 2021-06-14 | 11426 | 40.7462 | -73.7276 | 413 | 1567 | 4529900 | 4078700074 | Bellerose
23 | DOE | Q415 | 57-00 223 St | Queens | EJA | [10 empty] | Not Solar-Ready | Yes | 284,000 GSF | Poor | 15 to 19 years | No | 2020 | 2021-06-14 | 11364 | 40.7523 | -73.756 | 411 | 138501 | 4161735 | 4075290001 | Oakland Gardens
23 | DOE | Q566 | 74-20 Commonwealth Blvd | Queens | EJA | [10 empty] | Not Solar-Ready | No | 273,066 GSF | Fair | 10 to 14 years | No | 2020 | 2021-06-14 | 11426 | 40.7461 | -73.7275 | 413 | 1567 | 4529899 | 4078700072 | Bellerose
23 | DOE | Q799 | 188-04 91st Ave | Queens | EJA | [10 empty] | Not Solar-Ready | No | 25,000 GSF | Between Good and Fair | 10 to 14 years | No | 2020 | 2021-06-14 | 11423 | 40.7118 | -73.7712 | 412 | 480 | 4222072 | 4104430001 | Jamaica
23 | DOE | Q811 | 61-25 Marathon Pkwy | Queens | ï¿½ | [10 empty] | Not Solar-Ready | No | 70,925 GSF | Between Good and Fair | > 20 years | No | 2020 | 2021-06-14 | 11362 | 40.7568 | -73.7295 | 411 | 152902 | 4173060 | 4083610001 | Douglas Manor-Douglaston-Little Neck
23 | DPR | Cunningham Park Maintenance Building | 200 Union Tpke | Queens | ï¿½ | [10 empty] | Not Solar-Ready | No | 13,500 GSF | Fair | 15 to 19 years | No | 2020 | 2021-06-14
23 | DSNY | Queens East 11/13 District Garage | 75-05 Douglaston Pkwy | Queens | ï¿½ | [10 empty] | Not Solar-Ready | No | 86,000 GSF | Poor | Unknown | No | 2020 | 2021-06-14 | 11364 | 40.7435 | -73.7343 | 411 | 152901 | 4445411 | 4078500020 | Douglas Manor-Douglaston-Little Neck
23 | FDNY | Engine Co. 301 and Ladder Co. 150 | 91-02 197th St | Queens | EJA | [10 empty] | Not Solar-Ready | No | 10,000 GSF | Poor | > 20 years | No | 2020 | 2021-06-14 | 11423 | 40.7145 | -73.7628 | 412 | 484 | 4222434 | 4104640025 | Hollis
23 | NYPD | 105th Precinct | 92-08 222nd St | Queens | EJA | [10 empty] | Not Solar-Ready | No | 31,500 GSF | Good | 10 to 14 years | No | 2020 | 2021-06-14 | 11428 | 40.7263 | -73.7348 | 413 | 560 | 4230132 | 4107370001 | Queens Village
23 | NYPD | Highway District #3 | 198-15 Grand Central Pkwy | Queens | ï¿½ | [10 empty] | Not Solar-Ready | No | 33,500 GSF | Good | 15 to 19 years | No | 2020 | 2021-06-14 | 11423 | 40.7255 | -73.7699 | 408 | 1283 | 4539744 | 4072900001 | park-cemetery-etc-Queens
23 | QPL | Queens Village Community Library | 94-11 217th St | Queens | EJA | [10 empty] | Not Solar-Ready | No | 12,300 GSF | Poor | > 20 years | Planned Green Roof | 2020 | 2021-06-14 | 11428 | 40.7197 | -73.7393 | 413 | 566 | 4226761 | 4106210012 | Queens Village
24 | DCAS | Queens Civil Court | 89-17 Sutphin Blvd | Queens | EJA | [10 empty] | Not Solar-Ready | No | 230,035 GSF | Good | 15 to 19 years | No | 2020 | 2021-06-14 | 11435 | 40.7036 | -73.8087 | 412 | 240 | 4448759 | 4096800001 | Jamaica
24 | DCAS | Queens Supreme Court | 88-11 Sutphin Blvd | Queens | EJA | [10 empty] | Not Solar-Ready | No | 308,200 GSF | Good | > 20 years | No | 2020 | 2021-06-14 | 11435 | 40.7046 | -73.8092 | 412 | 238 | 4207071 | 4096910001 | Jamaica
24 | DHS | Briarwood Residence | 80-20 134th St | Queens | EJA | [10 empty] | Not Solar-Ready | No | 142,000 GSF | Good | 5 to 9 years | No | 2020 | 2021-06-14 | 11435 | 40.7155 | -73.8244 | 408 | 22001 | 4314908 | 4096620020 | Briarwood-Jamaica Hills
24 | DOE | Q082 | 88-02 144 St | Queens | EJA | [10 empty] | Not Solar-Ready | No | 68,460 GSF | Poor | > 20 years | No | 2020 | 2021-06-14 | 11435 | 40.7041 | -73.8118 | 412 | 214 | 4206905 | 4096840008 | Briarwood-Jamaica Hills
24 | DOE | Q117 | 85-15 143 St | Queens | EJA | [10 empty] | Not Solar-Ready | No | 93,000 GSF | Poor | 15 to 19 years | No | 2020 | 2021-06-14 | 11435 | 40.7095 | -73.8134 | 408 | 232 | 4208040 | 4097230150 | Briarwood-Jamaica Hills
24 | DOE | Q154 | 75-02 162 St | Queens | EJA | [10 empty] | Not Solar-Ready | No | 91,260 GSF | Between Good and Fair | 10 to 14 years | No | 2020 | 2021-06-14 | 11366 | 40.7268 | -73.8069 | 408 | 1257 | 4148003 | 4068340001 | Kew Gardens Hills
24 | DOE | Q164 | 138-01 77 Ave | Queens | ï¿½ | [10 empty] | Not Solar-Ready | No | 90,060 GSF | Between Fair and Poor | 15 to 19 years | No | 2020 | 2021-06-14 | 11367 | 40.7209 | -73.8234 | 408 | 77902 | 4142980 | 4066060002 | Kew Gardens Hills
24 | DOE | Q165 | 70-35 150 St | Queens | EJA | [10 empty] | Not Solar-Ready | Yes | 82,000 GSF | Poor | 10 to 14 years | No | 2020 | 2021-06-14 | 11367 | 40.7297 | -73.8184 | 408 | 77906 | 4144881 | 4066970012 | Kew Gardens Hills
24 | DOE | Q168 | 158-40 76 Rd | Queens | EJA | [10 empty] | Not Solar-Ready | Yes | 145,375 GSF | Poor | 10 to 14 years | No | 2020 | 2021-06-14 | 11366 | 40.7245 | -73.8102 | 408 | 1257 | 4147847 | 4068260001 | Kew Gardens Hills
24 | DOE | Q173 | 174-10 67th Ave | Queens | EJA | [10 empty] | Not Solar-Ready | No | 50,850 GSF | Fair | > 20 years | No | 2020 | 2021-06-14 | 11365 | 40.7346 | -73.7955 | 408 | 1223 | 4149690 | 4069270022 | Pomonok-Flushing Heights-Hillcrest
24 | DOE | Q200 | 70-10 164 St | Queens | EJA | [10 empty] | Not Solar-Ready | No | 68,080 GSF | Fair | > 20 years | No | 2020 | 2021-06-14 | 11365 | 40.7314 | -73.8051 | 408 | 122701 | 4146990 | 4067890001 | Pomonok-Flushing Heights-Hillcrest
24 | DOE | Q201 | 65-11 155 St | Queens | EJA | [10 empty] | Not Solar-Ready | No | 87,725 GSF | Fair | > 20 years | No | 2020 | 2021-06-14 | 11367 | 40.7367 | -73.8133 | 408 | 122702 | 4146992 | 4067920100 | Pomonok-Flushing Heights-Hillcrest
24 | DOE | Q216 | 64-20 175 St | Queens | EJA | [10 empty] | Not Solar-Ready | No | 151,325 GSF | Poor | > 20 years | No | 2020 | 2021-06-14 | 11365 | 40.7375 | -73.794 | 408 | 1341 | 4149078 | 4069030001 | Fresh Meadows-Utopia
24 | DOE | Q217 | 85-05 144 St | Queens | EJA | [10 empty] | Not Solar-Ready | No | 137,000 GSF | Poor | 15 to 19 years | No | 2020 | 2021-06-14 | 11435 | 40.71 | -73.8125 | 408 | 232 | 4208124 | 4097240173 | Briarwood-Jamaica Hills
24 | DOE | Q219 | 144-39 Gravett Rd | Queens | EJA | [10 empty] | Not Solar-Ready | No | 115,450 GSF | Poor | > 20 years | No | 2020 | 2021-06-14 | 11367 | 40.7353 | -73.8238 | 408 | 809 | 4448708 | 4065070001 | Kew Gardens Hills
24 | DOE | Q425 | 63-25 Main St | Queens | EJA | [10 empty] | Not Solar-Ready | Yes | 254,000 GSF | Poor | > 20 years | No | 2020 | 2021-06-14 | 11367 | 40.7381 | -73.8249 | 408 | 809 | 4439900 | 4065070001 | Kew Gardens Hills
24 | DOE | Q470 | 167-01 Gothic Dr | Queens | EJA | [10 empty] | Not Solar-Ready | No | 291,600 GSF | Fair | > 20 years | No | 2020 | 2021-06-14 | 11432 | 40.7132 | -73.7972 | 408 | 452 | 4448806 | 4098580100 | Briarwood-Jamaica Hills
24 | DOE | Q499 | 148-20 Reeves Ave | Queens | EJA | [10 empty] | Not Solar-Ready | No | 136,900 GSF | Fair | 10 to 14 years | No | 2020 | 2021-06-14 | 11367 | 40.7392 | -73.8221 | 408 | 809 | 4467571 | 4065070150 | Kew Gardens Hills
24 | DOE | Q595 | 162-02 Hillside Ave | Queens | EJA | [10 empty] | Not Solar-Ready | No | 55,038 GSF | Between Good and Fair | 10 to 14 years | No | 2020 | 2021-06-14 | 11432 | 40.7085 | -73.8001 | 412 | 44602 | 4209031 | 4097680022 | Jamaica
24 | DOE | Q680 | 150-91 87 Rd | Queens | EJA | [10 empty] | Not Solar-Ready | No | 117,568 GSF | Fair | > 20 years | No | 2020 | 2021-06-14 | 11432 | 40.7075 | -73.8064 | 408 | 236 | 4207510 | 4097070048 | Briarwood-Jamaica Hills
24 | DOHMH | Jamaica Health Center Annex | 90-27 Parsons Blvd | Queens | EJA | [10 empty] | Not Solar-Ready | No | 15,840 GSF | Unknown | 5 to 9 years | No | 2020 | 2021-06-14 | 11432 | 40.7041 | -73.8007 | 412 | 44601 | 4595378 | 4097560006 | Jamaica
24 | DOHMH | Jamaica Health Center Main | 90-37 Parsons Blvd | Queens | EJA | [10 empty] | Not Solar-Ready | No | 35,900 GSF | Unknown | 15 to 19 years | No | 2020 | 2021-06-14 | 11432 | 40.7038 | -73.8005 | 412 | 44601 | 4208836 | 4097560006 | Jamaica
24 | DPR | Flushing Meadows Corona Park Campus | 131-00 Avery Ave | Queens | ï¿½ | [10 empty] | Not Solar-Ready | No | 186,050 GSF | Unknown | Unknown | No | 2020 | 2021-06-14 | 11355 | 40.7521 | -73.8356 | 407 | 849 |  |  | Flushing
24 | HHC | Queens Hospital E & F Building | 82-68 164th St | Queens | EJA | [10 empty] | Not Solar-Ready | No | 57,555 GSF | Between Fair and Poor | 15 to 19 years | No | 2020 | 2021-06-14 | 11432 | 40.7172 | -73.8034 | 408 | 1267 | 4442431 | 4068580001 | Pomonok-Flushing Heights-Hillcrest
24 | HHC | Queens Hospital S Building | 158-02 Goethals Ave | Queens | EJA | [10 empty] | Not Solar-Ready | No | 59,150 GSF | Fair | 15 to 19 years | No | 2020 | 2021-06-14 | 11432 | 40.7185 | -73.8085 | 408 | 1267 | 4442432 | 4068580001 | Pomonok-Flushing Heights-Hillcrest
24 | HHC | Queens Hospital T Building | 82-41 Parsons Blvd | Queens | EJA | [10 empty] | Not Solar-Ready | No | 250,040 GSF | Poor | > 20 years | No | 2020 | 2021-06-14 | 11432 | 40.7172 | -73.8082 | 408 | 1267 |  |  | Pomonok-Flushing Heights-Hillcrest
24 | OCME | Chief Medical Examiner | 82-68 164th St | Queens | EJA | [10 empty] | Not Solar-Ready | No | 40,950 GSF | Good | 10 to 14 years | No | 2020 | 2021-06-14 | 11432 | 40.7172 | -73.8034 | 408 | 1267 | 4442431 | 4068580001 | Pomonok-Flushing Heights-Hillcrest
25 | DOE | Q005 | 50-40 Jacobus St | Queens | EJA | [10 empty] | Not Solar-Ready | No | 180,166 GSF | Between Good and Fair | > 20 years | No | 2020 | 2021-06-14 | 11373 | 40.7377 | -73.8874 | 404 | 489 | 4454423 | 4024500017 | Elmhurst-Maspeth
25 | DOE | Q013 | 55-01 94 St | Queens | EJA | [10 empty] | Not Solar-Ready | No | 214,800 GSF | Fair | > 20 years | No | 2020 | 2021-06-14 | 11373 | 40.7376 | -73.8685 | 404 | 457 | 4437297 | 4019010040 | Elmhurst
25 | DOE | Q069 | 77-02 37 Ave | Queens | ï¿½ | [10 empty] | Not Solar-Ready | No | 118,000 GSF | Between Good and Fair | 5 to 9 years | No | 2020 | 2021-06-14 | 11372 | 40.7493 | -73.8888 | 403 | 287 | 4029892 | 4012880001 | Jackson Heights
25 | DOE | Q089 | 85-28 Britton Ave | Queens | EJA | [10 empty] | Not Solar-Ready | No | 133,000 GSF | Between Good and Fair | 5 to 9 years | No | 2020 | 2021-06-14 | 11373 | 40.7459 | -73.8802 | 404 | 271 | 4037370 | 4015140001 | Elmhurst
25 | DOE | Q102 | 55-24 Van Horn St | Queens | EJA | [10 empty] | Not Solar-Ready | No | 42,000 GSF | Poor | 15 to 19 years | No | 2020 | 2021-06-14 | 11373 | 40.7335 | -73.8779 | 404 | 479 | 4437597 | 4028790031 | Elmhurst-Maspeth
25 | DOE | Q145 | 33-34 80 St | Queens | ï¿½ | [10 empty] | Not Solar-Ready | No | 190,000 GSF | Poor | > 20 years | No | 2020 | 2021-06-14 | 11372 | 40.7547 | -73.8871 | 403 | 285 | 4442764 | 4012520001 | Jackson Heights
25 | DOE | Q148 | 89-02 32 Ave | Queens | EJA | [10 empty] | Not Solar-Ready | No | 98,000 GSF | Poor | 15 to 19 years | No | 2020 | 2021-06-14 | 11369 | 40.7584 | -73.8791 | 403 | 339 | 4034841 | 4014190001 | Jackson Heights
25 | DOE | Q149 | 93-11 34 Ave | Queens | EJA | [10 empty] | Not Solar-Ready | No | 84,000 GSF | Poor | 15 to 19 years | No | 2020 | 2021-06-14 | 11372 | 40.7548 | -73.8746 | 403 | 273 | 4035441 | 4014410015 | Jackson Heights
25 | DOE | Q212 | 34-25 82 St | Queens | EJA | [10 empty] | Not Solar-Ready | No | 79,000 GSF | Good | > 20 years | No | 2020 | 2021-06-14 | 11372 | 40.7531 | -73.8849 | 403 | 283 | 4437128 | 4014430019 | Jackson Heights
25 | DOE | Q222 | 86-15 37 Ave | Queens | ï¿½ | [10 empty] | Not Solar-Ready | No | 46,000 GSF | Poor | 15 to 19 years | No | 2020 | 2021-06-14 | 11372 | 40.7502 | -73.8804 | 403 | 279 | 4035854 | 4014600034 | Jackson Heights
25 | DOE | Q230 | 73-10 34 Ave | Queens | EJA | [10 empty] | Not Solar-Ready | No | 84,000 GSF | Poor | 15 to 19 years | No | 2020 | 2021-06-14 | 11372 | 40.7529 | -73.8932 | 403 | 289 | 4028931 | 4012600001 | Jackson Heights
25 | DOE | Q280 | 34-20 94th St | Queens | EJA | [10 empty] | Not Solar-Ready | No | 57,000 GSF | Between Fair and Poor | 10 to 14 years | No | 2020 | 2021-06-14 | 11372 | 40.7542 | -73.8738 | 403 | 273 | 4541605 | 4014540018 | Jackson Heights
25 | DOE | Q322 | 89-11 43 Ave | Queens | EJA | [10 empty] | Not Solar-Ready | Yes | 17,000 GSF | Between Fair and Poor | 10 to 14 years | No | 2020 | 2021-06-14 | 11373 | 40.7427 | -73.8765 | 404 | 467 | 4439251 | 4015710019 | Elmhurst
25 | DOE | Q457 | 48-01 90th St | Queens | ï¿½ | [10 empty] | Not Solar-Ready | No | 111,836 GSF | Between Good and Fair | 10 to 14 years | No | 2020 | 2021-06-14 | 11373 | 40.7411 | -73.8747 | 404 | 461 | 4045629 | 4018490001 | Elmhurst
25 | HHC | Elmhurst Hospital Center Campus: Main Building | 79-01 Broadway | Queens | EJA | [10 empty] | Not Solar-Ready | No | 1,498,129 GSF | Between Fair and Poor | Unknown | No | 2020 | 2021-06-14 | 11373 | 40.7444 | -73.8861 | 404 | 267 | 4437132 | 4015000002 | Elmhurst
25 | QPL | Jackson Heights Community Library | 35-51 81st St | Queens | EJA | [10 empty] | Not Solar-Ready | No | 17,100 GSF | Between Fair and Poor | > 20 years | No | 2020 | 2021-06-14 | 11372 | 40.7513 | -73.8855 | 403 | 283 | 4029693 | 4012810048 | Jackson Heights
26 | CUNY | E - E Building | 31-40 Thomson Ave | Queens | ï¿½ | [10 empty] | Not Solar-Ready | No | 367,000 GSF | Good | < 2 years | No | 2020 | 2021-06-14 | 11101 | 40.7448 | -73.9342 | 402 | 179 | 4003535 | 4002790001 | Hunters Point-Sunnyside-West Maspeth
26 | CUNY | C - Center 3 Building | 29-10 Thomson Ave | Queens | ï¿½ | [10 empty] | Not Solar-Ready | No | 892,106 GSF | Between Good and Fair | 5 to 9 years | No | 2020 | 2021-06-14 | 11101 | 40.7452 | -73.9376 | 402 | 1 | 4003516 | 4002730001 | Hunters Point-Sunnyside-West Maspeth
26 | CUNY | M - Joseph Shenker Hall | 31-10 Thomson Ave | Queens | ï¿½ | [10 empty] | Not Solar-Ready | No | 261,099 GSF | Poor | Unknown | No | 2020 | 2021-06-14 | 11101 | 40.7449 | -73.935 | 402 | 179 | 4003534 | 4002780001 | Hunters Point-Sunnyside-West Maspeth
26 | DCAS | Long Island City Courthouse | 25-10 Court Sq | Queens | ï¿½ | [10 empty] | Not Solar-Ready | No | 59,300 GSF | Good | 15 to 19 years | No | 2020 | 2021-06-14 | 11101 | 40.7461 | -73.9435 | 402 | 19 | 4000698 | 4000830001 | Hunters Point-Sunnyside-West Maspeth
26 | DCLA | MoMA PS1 Contemporary Art Center | 46-01 21st St | Queens | ï¿½ | [10 empty] | Not Solar-Ready | No | 140,000 GSF | Fair | 15 to 19 years | Existing Green Roof | 2020 | 2021-06-14 | 11101 | 40.7459 | -73.9481 | 402 | 7 | 4000548 | 4000750001 | Hunters Point-Sunnyside-West Maspeth
26 | DOE | Q011 | 54-25 Skillman Ave | Queens | ï¿½ | [10 empty] | Not Solar-Ready | No | 79,464 GSF | Fair | > 20 years | No | 2020 | 2021-06-14 | 11377 | 40.7452 | -73.9087 | 402 | 251 | 4552510 | 4012390001 | Woodside
26 | DOE | Q012 | 42-00 72 St | Queens | EJA | [10 empty] | Not Solar-Ready | No | 116,105 GSF | Fair | > 20 years | No | 2020 | 2021-06-14 | 11377 | 40.7426 | -73.8928 | 402 | 483 | 4031853 | 4013490028 | Elmhurst-Maspeth
26 | DOE | Q076 | 36-36 10 St | Queens | EJA | [10 empty] | Not Solar-Ready | No | 114,100 GSF | Fair | > 20 years | No | 2020 | 2021-06-14 | 11106 | 40.7609 | -73.9411 | 401 | 39 | 4004331 | 4003540001 | Queensbridge-Ravenswood-Long Island City
26 | DOE | Q111 | 37-15 13 St | Queens | ï¿½ | [10 empty] | Not Solar-Ready | No | 104,500 GSF | Fair | > 20 years | No | 2020 | 2021-06-14 | 11101 | 40.7588 | -73.9394 | 401 | 43 | 4004419 | 4003630001 | Queensbridge-Ravenswood-Long Island City
26 | DOE | Q112 | 25-05 37 Ave | Queens | EJA | [10 empty] | Not Solar-Ready | No | 79,325 GSF | Fair | > 20 years | No | 2020 | 2021-06-14 | 11101 | 40.7569 | -73.9345 | 401 | 33 | 4004170 | 4003440001 | Queensbridge-Ravenswood-Long Island City
26 | DOE | Q125 | 46-02 47 Ave | Queens | ï¿½ | [10 empty] | Not Solar-Ready | No | 181,000 GSF | Poor | 10 to 14 years | No | 2020 | 2021-06-14 | 11377 | 40.7411 | -73.9189 | 402 | 235 | 4052874 | 4022840006 | Hunters Point-Sunnyside-West Maspeth
26 | DOE | Q150 | 40-01 43 Ave | Queens | EJA | [10 empty] | Not Solar-Ready | No | 104,500 GSF | Between Fair and Poor | > 20 years | No | 2020 | 2021-06-14 | 11104 | 40.7455 | -73.9238 | 402 | 18101 | 4002387 | 4001850001 | Hunters Point-Sunnyside-West Maspeth
26 | DOE | Q152 | 33-52 62 St | Queens | EJA | [10 empty] | Not Solar-Ready | No | 116,431 GSF | Fair | > 20 years | No | 2020 | 2021-06-14 | 11377 | 40.753 | -73.9001 | 402 | 293 | 4027102 | 4011840014 | Woodside
26 | DOE | Q166 | 33-09 35 Ave | Queens | ï¿½ | [10 empty] | Not Solar-Ready | No | 126,125 GSF | Fair | > 20 years | No | 2020 | 2021-06-14 | 11106 | 40.7573 | -73.9267 | 401 | 57 | 4008220 | 4006100001 | Astoria
26 | DOE | Q450 | 28-01 41 Ave | Queens | EJA | [10 empty] | Not Solar-Ready | No | 136,000 GSF | Poor | 15 to 19 years | No | 2020 | 2021-06-14 | 11101 | 40.7514 | -73.9374 | 401 | 33 | 4004874 | 4004040001 | Queensbridge-Ravenswood-Long Island City
26 | DOE | Q570 | 35-12 35th Ave | Queens | EJA | [10 empty] | Not Solar-Ready | No | 107,000 GSF | Between Good and Fair | 10 to 14 years | Existing Green Roof | 2020 | 2021-06-14 | 11106 | 40.7565 | -73.9251 | 401 | 57 | 4009594 | 4006390016 | Astoria
26 | DOE | Q725 | 21-16 44th Rd | Queens | ï¿½ | [10 empty] | Not Solar-Ready | No | 145,025 GSF | Fair | 10 to 14 years | No | 2020 | 2021-06-14 | 11101 | 40.7487 | -73.9464 | 402 | 19 | 4005184 | 4004380026 | Hunters Point-Sunnyside-West Maspeth
26 | DOE | Q800 | 28-11 Queens Plz North | Queens | ï¿½ | [10 empty] | Not Solar-Ready | No | 219,362 GSF | Fair | > 20 years | No | 2020 | 2021-06-14 | 11101 | 40.7501 | -73.9382 | 401 | 33 | 4005022 | 4004170002 | Queensbridge-Ravenswood-Long Island City
26 | DOT | Bridge Preventative Maintenance | 42-00 Vernon Blvd | Queens | ï¿½ | [10 empty] | Not Solar-Ready | No | Unknown | Good | Unknown | No | 2020 | 2021-06-14 | 11101 | 40.7544 | -73.9492 | 402 | 1 | 4005413 | 4004770007 | Hunters Point-Sunnyside-West Maspeth
26 | DOT | Office | 28-11 Queens Plz North | Queens | ï¿½ | [10 empty] | Not Solar-Ready | No | 188,542 GSF | Unknown | Unknown | No | 2020 | 2021-06-14 | 11101 | 40.7501 | -73.9382 | 401 | 33 | 4005022 | 4004170002 | Queensbridge-Ravenswood-Long Island City
26 | DOT | Streetlighting Warehouse | 46-01 37th Ave | Queens | ï¿½ | [10 empty] | Not Solar-Ready | No | 18,472 GSF | Fair | Unknown | No | 2020 | 2021-06-14 | 11101 | 40.7509 | -73.9169 | 401 | 171 | 4616548 | 4001430028 | Hunters Point-Sunnyside-West Maspeth
26 | DOT | Warehouse | 11-00 53rd Ave | Queens | ï¿½ | [10 empty] | Not Solar-Ready | No | Unknown | Unknown | Unknown | No | 2020 | 2021-06-14 | 11101 | 40.7403 | -73.9519 | 402 | 1 | 4000000 | 4000650151 | Hunters Point-Sunnyside-West Maspeth
26 | DSNY | Queens West 1 District Garage | 34-28 21st St | Queens | EJA | [10 empty] | Not Solar-Ready | No | 33,725 GSF | Between Fair and Poor | Unknown | No | 2020 | 2021-06-14 | 11106 | 40.7623 | -73.9345 | 401 | 43 | 4005787 | 4005230012 | Queensbridge-Ravenswood-Long Island City
26 | FDNY | Engine Co 258 and Ladder Co. 115 | 10-40 47th Ave | Queens | ï¿½ | [10 empty] | Not Solar-Ready | No | 13,500 GSF | Unknown | 15 to 19 years | No | 2020 | 2021-06-14 | 11101 | 40.7453 | -73.9522 | 402 | 7 | 4000333 | 4000460034 | Hunters Point-Sunnyside-West Maspeth
26 | NYPD | 108th Precinct | 5-47 50th Ave | Queens | ï¿½ | [10 empty] | Not Solar-Ready | No | 15,000 GSF | Good | 10 to 14 years | No | 2020 | 2021-06-14 | 11101 | 40.7431 | -73.9561 | 402 | 7 | 4000126 | 4000320006 | Hunters Point-Sunnyside-West Maspeth
26 | NYPD | Property Clerk | 47-07 Pearson Pl | Queens | ï¿½ | [10 empty] | Not Solar-Ready | No | 66,296 GSF | Good | Unknown | No | 2020 | 2021-06-14 | 11101 | 40.7432 | -73.9428 | 402 | 1 | 4436638 | 4000980009 | Hunters Point-Sunnyside-West Maspeth
26 | QPL | Broadway Community Library | 40-20 Broadway | Queens | EJA | [10 empty] | Not Solar-Ready | No | 15,700 GSF | Good | < 2 years | No | 2020 | 2021-06-14 | 11103 | 40.7589 | -73.9188 | 401 | 157 | 4011018 | 4006760050 | Astoria
26 | QPL | Woodside Community Library | 54-22 Skillman Ave | Queens | EJA | [10 empty] | Not Solar-Ready | No | 10,200 GSF | Between Fair and Poor | 10 to 14 years | No | 2020 | 2021-06-14 | 11377 | 40.7455 | -73.9098 | 402 | 251 | 4030847 | 4013170085 | Woodside
27 | ACS | Blanche Day Care Center | 109-60 202nd St | Queens | EJA | [10 empty] | Not Solar-Ready | No | 17,590 GSF | Good | 15 to 19 years | No | 2020 | 2021-06-14 | 11412 | 40.7061 | -73.7554 | 412 | 508 | 4234212 | 4109410206 | Hollis
27 | DCAS | Queens Family Court | 151-02 Jamaica Ave | Queens | EJA | [10 empty] | Not Solar-Ready | No | 291,589 GSF | Between Good and Fair | 15 to 19 years | No | 2020 | 2021-06-14 | 11432 | 40.7025 | -73.8033 | 412 | 240 | 4448847 | 4100930001 | Jamaica
27 | DCLA | Jamaica Center for Arts and Learning | 161-04 Jamaica Ave | Queens | EJA | [10 empty] | Not Solar-Ready | No | 33,352 GSF | Good | 15 to 19 years | No | 2020 | 2021-06-14 | 11432 | 40.704 | -73.7984 | 412 | 44601 | 4215617 | 4101010011 | Jamaica
27 | DCLA | JCAL, Jamaica Performing Arts Center | 153-10 Jamaica Ave | Queens | EJA | [10 empty] | Not Solar-Ready | No | 18,310 GSF | Good | 10 to 14 years | No | 2020 | 2021-06-14 | 11432 | 40.7028 | -73.802 | 412 | 240 | 4315254 | 4100970010 | Jamaica
27 | DHS | Jamaica Arms Hotel / Family Respite Residence | 175-10 88th Ave | Queens | EJA | [10 empty] | Not Solar-Ready | No | 80,332 GSF | Between Good and Fair | 10 to 14 years | No | 2020 | 2021-06-14 | 11432 | 40.7111 | -73.787 | 412 | 462 | 4448804 | 4098330004 | Jamaica
27 | DOE | Q034 | 104-12 Springfield Blvd | Queens | EJA | [10 empty] | Not Solar-Ready | No | 58,556 GSF | Between Good and Fair | > 20 years | No | 2020 | 2021-06-14 | 11429 | 40.7118 | -73.7366 | 413 | 582 | 4240503 | 4111510081 | Queens Village
27 | DOE | Q036 | 187-01 Foch Blvd | Queens | EJA | [10 empty] | Not Solar-Ready | No | 42,049 GSF | Between Fair and Poor | > 20 years | No | 2020 | 2021-06-14 | 11412 | 40.6908 | -73.7639 | 412 | 366 | 4268900 | 4124390032 | St. Albans
27 | DOE | Q037 | 179-37 137 Ave | Queens | EJA | [10 empty] | Not Solar-Ready | No | 105,725 GSF | Fair | > 20 years | No | 2020 | 2021-06-14 | 11434 | 40.6759 | -73.7585 | 412 | 352 | 4279864 | 4129930118 | St. Albans
27 | DOE | Q059 | 132-55 Ridgedale St | Queens | EJA | [10 empty] | Not Solar-Ready | No | 169,375 GSF | Between Good and Fair | > 20 years | No | 2020 | 2021-06-14 | 11413 | 40.6817 | -73.7534 | 412 | 352 | 4274083 | 4127230076 | St. Albans
27 | DOE | Q095 | 179-01 90 Ave | Queens | EJA | [10 empty] | Not Solar-Ready | No | 111,310 GSF | Between Fair and Poor | > 20 years | No | 2020 | 2021-06-14 | 11432 | 40.7106 | -73.7834 | 412 | 468 | 4446042 | 4099140001 | Jamaica
27 | DOE | Q118 | 190-20 109th Rd | Queens | EJA | [10 empty] | Not Solar-Ready | No | 82,900 GSF | Fair | > 20 years | No | 2020 | 2021-06-14 | 11412 | 40.7036 | -73.7658 | 412 | 504 | 4233850 | 4109260050 | Hollis
27 | DOE | Q134 | 203-02 109th Ave | Queens | EJA | [10 empty] | Not Solar-Ready | No | 97,200 GSF | Fair | 10 to 14 years | No | 2020 | 2021-06-14 | 11412 | 40.708 | -73.7553 | 412 | 508 | 4440330 | 4109060001 | Hollis
27 | DOE | Q147 | 218-01 116 Ave | Queens | EJA | [10 empty] | Not Solar-Ready | No | 96,100 GSF | Poor | > 20 years | No | 2020 | 2021-06-14 | 11411 | 40.6973 | -73.7409 | 413 | 598 | 4243743 | 4113000001 | Cambria Heights
27 | DOE | Q176 | 120-45 235 St | Queens | EJA | [10 empty] | Not Solar-Ready | No | 71,827 GSF | Fair | > 20 years | No | 2020 | 2021-06-14 | 11411 | 40.6855 | -73.73 | 413 | 614 | 4276382 | 4128200001 | Cambria Heights
27 | DOE | Q238 | 88-15 182 St | Queens | EJA | [10 empty] | Not Solar-Ready | No | 240,055 GSF | Fair | 10 to 14 years | No | 2020 | 2021-06-14 | 11423 | 40.7131 | -73.7805 | 412 | 470 | 4212425 | 4099190006 | Jamaica
27 | DOE | Q268 | 92-07 175 St | Queens | EJA | [10 empty] | Not Solar-Ready | No | 105,600 GSF | Fair | 10 to 14 years | No | 2020 | 2021-06-14 | 11433 | 40.7075 | -73.7856 | 412 | 444 | 4217573 | 4102150001 | Jamaica
27 | DOE | Q835 | 109-36 204th St | Queens | EJA | [10 empty] | Not Solar-Ready | No | 12,000 GSF | Between Good and Fair | > 20 years | No | 2020 | 2021-06-14 | 11412 | 40.7072 | -73.7541 | 412 | 508 | 4438829 | 4109060001 | Hollis
27 | DPR | Roy Wilkins Recreation Center | 117-05 Merrick Blvd | Queens | EJA | [10 empty] | Not Solar-Ready | No | 60,000 GSF | Fair | 15 to 19 years | Planned Green Roof | 2020 | 2021-06-14 | 11434 | 40.6875 | -73.7755 | 412 | 426 | 4268835 | 4124060180 | St. Albans
27 | HRA | OCSS Queens Family Court (Space) Court Bldg. | 151-20 Jamaica Ave | Queens | EJA | [10 empty] | Not Solar-Ready | No | Unknown | Unknown | Unknown | No | 2020 | 2021-06-14 | 11432 | 40.7025 | -73.8031 | 412 | 240 | 4438731 | 4100930001 | Jamaica
27 | NYPD | 103rd Precinct | 168-02 91st Ave | Queens | EJA | [10 empty] | Not Solar-Ready | No | 27,250 GSF | Fair | 15 to 19 years | Existing Cool Roof | 2020 | 2021-06-14 | 11432 | 40.7072 | -73.7927 | 412 | 460 | 4209646 | 4097990027 | Jamaica
27 | NYPD | NYPD Police Laboratory | 150-14 Jamaica Ave | Queens | EJA | [10 empty] | Not Solar-Ready | No | 132,500 GSF | Good | 15 to 19 years | No | 2020 | 2021-06-14 | 11432 | 40.7022 | -73.8042 | 412 | 240 | 4215603 | 4100920006 | Jamaica
27 | NYPD | Parking Garage | 150-02 Jamaica Ave | Queens | EJA | [10 empty] | Not Solar-Ready | No | 88,000 GSF | Poor | > 20 years | No | 2020 | 2021-06-14 | 11432 | 40.7022 | -73.8043 | 412 | 240 | 4215602 | 4100920001 | Jamaica
27 | QPL | Cambria Heights Community Library | 218-13 Linden Blvd | Queens | EJA | [10 empty] | Not Solar-Ready | No | 18,000 GSF | Good | 15 to 19 years | Planned Green Roof | 2020 | 2021-06-14 | 11411 | 40.6955 | -73.7414 | 413 | 598 | 4536041 | 4113190001 | Cambria Heights
27 | QPL | Queens Central Library | 89-11 Merrick Blvd | Queens | EJA | [10 empty] | Not Solar-Ready | No | 239,750 GSF | Good | 10 to 14 years | Planned Cool Roof | 2020 | 2021-06-14 | 11432 | 40.7079 | -73.7953 | 412 | 460 | 4209635 | 4097980006 | Jamaica
28 | DOE | Q040 | 109-20 Union Hall St | Queens | EJA | [10 empty] | Not Solar-Ready | No | 121,865 GSF | Between Fair and Poor | > 20 years | No | 2020 | 2021-06-14 | 11433 | 40.6941 | -73.7907 | 412 | 260 | 4263341 | 4121510001 | South Jamaica
28 | DOE | Q045 | 126-28 150 St | Queens | EJA | [10 empty] | Not Solar-Ready | No | 68,480 GSF | Fair | > 20 years | No | 2020 | 2021-06-14 | 11436 | 40.6727 | -73.7882 | 412 | 788 | 4262725 | 4121040001 | Baisley Park
28 | DOE | Q048 | 155-02 108 Ave | Queens | EJA | [10 empty] | Not Solar-Ready | No | 37,000 GSF | Poor | 10 to 14 years | No | 2020 | 2021-06-14 | 11433 | 40.6941 | -73.797 | 412 | 254 | 4216099 | 4101440042 | South Jamaica
28 | DOE | Q050 | 143-26 101 Ave | Queens | EJA | [10 empty] | Not Solar-Ready | No | 64,869 GSF | Between Good and Fair | > 20 years | No | 2020 | 2021-06-14 | 11435 | 40.6952 | -73.8074 | 412 | 206 | 4214461 | 4100240012 | Jamaica
28 | DOE | Q055 | 131-10 97 Ave | Queens | EJA | [10 empty] | Not Solar-Ready | No | 54,920 GSF | Fair | > 20 years | No | 2020 | 2021-06-14 | 11419 | 40.694 | -73.8166 | 409 | 154 | 4200233 | 4094770001 | Richmond Hill
28 | DOE | Q062 | 97-25 108 St | Queens | EJA | [10 empty] | Not Solar-Ready | No | 107,464 GSF | Fair | > 20 years | No | 2020 | 2021-06-14 | 11419 | 40.6887 | -73.8362 | 409 | 110 | 4197909 | 4094100001 | Richmond Hill
28 | DOE | Q080 | 171-05 137 Ave | Queens | EJA | [10 empty] | Not Solar-Ready | No | 100,900 GSF | Between Good and Fair | > 20 years | No | 2020 | 2021-06-14 | 11434 | 40.6728 | -73.7693 | 412 | 33402 | 4270056 | 4124950166 | Springfield Gardens North
28 | DOE | Q096 | 130-01 Rockaway Blvd | Queens | EJA | [10 empty] | Not Solar-Ready | No | 35,808 GSF | Fair | > 20 years | No | 2020 | 2021-06-14 | 11420 | 40.675 | -73.8084 | 410 | 180 | 4253028 | 4116940027 | South Ozone Park
28 | DOE | Q100 | 111-11 118 St | Queens | EJA | [10 empty] | Not Solar-Ready | No | 118,800 GSF | Poor | > 20 years | No | 2020 | 2021-06-14 | 11420 | 40.68 | -73.8221 | 410 | 102 | 4250416 | 4116230001 | South Ozone Park
28 | DOE | Q108 | 108-10 109 Ave | Queens | EJA | [10 empty] | Not Solar-Ready | No | 164,575 GSF | Fair | > 20 years | No | 2020 | 2021-06-14 | 11420 | 40.6796 | -73.8315 | 410 | 96 | 4247572 | 4114750011 | South Ozone Park
28 | DOE | Q121 | 126-10 109 Ave | Queens | EJA | [10 empty] | Not Solar-Ready | No | 91,919 GSF | Fair | > 20 years | No | 2020 | 2021-06-14 | 11420 | 40.684 | -73.8158 | 410 | 170 | 4249769 | 4116070001 | South Ozone Park
28 | DOE | Q123 | 145-01 119th Ave | Queens | EJA | [10 empty] | Not Solar-Ready | No | 129,120 GSF | Between Good and Fair | > 20 years | No | 2020 | 2021-06-14 | 11436 | 40.6783 | -73.7956 | 412 | 18402 | 4260828 | 4120190010 | Baisley Park
28 | DOE | Q140 | 166-01 116 Ave | Queens | EJA | [10 empty] | Not Solar-Ready | No | 84,052 GSF | Fair | > 20 years | No | 2020 | 2021-06-14 | 11434 | 40.6868 | -73.7812 | 412 | 278 | 4267260 | 4123410031 | Baisley Park
28 | DOE | Q142 | 142-10 Linden Blvd | Queens | EJA | [10 empty] | Not Solar-Ready | No | 127,466 GSF | Fair | > 20 years | No | 2020 | 2021-06-14 | 11436 | 40.6841 | -73.8015 | 412 | 192 | 4259200 | 4119720070 | Baisley Park
28 | DOE | Q155 | 130-02 115 Ave | Queens | EJA | [10 empty] | Not Solar-Ready | No | 80,020 GSF | Fair | > 20 years | No | 2020 | 2021-06-14 | 11420 | 40.6796 | -73.8106 | 410 | 176 | 4252357 | 4116730001 | South Ozone Park
28 | DOE | Q160 | 109-59 Inwood St | Queens | EJA | [10 empty] | Not Solar-Ready | No | 84,721 GSF | Under Construction | Under Construction | No | 2020 | 2021-06-14 | 11435 | 40.6881 | -73.8004 | 412 | 196 | 4258143 | 4119420302 | South Jamaica
28 | DOE | Q161 | 101-33 124th St | Queens | EJA | [10 empty] | Not Solar-Ready | No | 103,280 GSF | Between Good and Fair | > 20 years | No | 2020 | 2021-06-14 | 11419 | 40.6908 | -73.8217 | 409 | 156 | 4200748 | 4094910001 | Richmond Hill
28 | DOE | Q475 | 89-30 114th St | Queens | EJA | [10 empty] | Not Solar-Ready | No | 239,664 GSF | Fair | > 20 years | No | 2020 | 2021-06-14 | 11418 | 40.6959 | -73.8337 | 409 | 124 | 4195688 | 4093210001 | Richmond Hill
28 | DOE | Q650 | 94-06 104th St | Queens | EJA | [10 empty] | Not Solar-Ready | No | 149,900 GSF | Between Good and Fair | 10 to 14 years | No | 2020 | 2021-06-14 | 11416 | 40.6896 | -73.8407 | 409 | 114 | 4438609 | 4093810044 | Richmond Hill
28 | DOE | Q690 | 116-25 Guy Brewer Blvd | Queens | EJA | [10 empty] | Not Solar-Ready | No | 197,423 GSF | Between Good and Fair | 10 to 14 years | No | 2020 | 2021-06-14 | 11434 | 40.6862 | -73.7841 | 412 | 278 | 4464077 | 4123350049 | Baisley Park
28 | DOE | Q875 | 142-10 Linden Blvd 114-43 142 St | Queens | EJA | [10 empty] | Not Solar-Ready | No | 156,000 GSF | Between Good and Fair | 5 to 9 years | No | 2020 | 2021-06-14 | 11436 | 40.6841 | -73.8015 | 412 | 192 | 4259200 | 4119720070 | Baisley Park
28 | DSNY | Queens East 8,10,12 District Garage; 12A Broom | 130-23 150th Ave | Queens | EJA | [10 empty] | Not Solar-Ready | Yes | 90,620 GSF | Unknown | Unknown | No | 2020 | 2021-06-14 | 11430 | 40.6648 | -73.8102 | 410 | 84602 | 4257531 | 4118840001 | South Ozone Park
28 | HRA | South Jamaica Multi Service Center (owned) | 114-02 Guy R. Brewer Blvd | Queens | EJA | [10 empty] | Not Solar-Ready | No | 21,255 GSF | Between Good and Fair | 10 to 14 years | No | 2020 | 2021-06-14 | 11434 | 40.6886 | -73.7856 | 412 | 276 | 4264631 | 4122000052 | Baisley Park
28 | NYPD | 113th Precinct | 167-02 Baisley Blvd | Queens | EJA | [10 empty] | Not Solar-Ready | No | 22,250 GSF | Between Fair and Poor | 5 to 9 years | No | 2020 | 2021-06-14 | 11434 | 40.68 | -73.7762 | 412 | 33402 | 4270044 | 4124950045 | Springfield Gardens North
29 | DCAS | Queens Borough Hall | 120-55 Queens Blvd | Queens | EJA | [10 empty] | Not Solar-Ready | No | 261,000 GSF | Fair | 15 to 19 years | No | 2020 | 2021-06-14 | 11415 | 40.7133 | -73.8286 | 409 | 216 | 4052812 | 4022740002 | Kew Gardens
29 | DCAS | Queens Criminal Court | 125-01 Queens Blvd | Queens | EJA | [10 empty] | Not Solar-Ready | No | 440,640 GSF | Poor | 15 to 19 years | No | 2020 | 2021-06-14 | 11415 | 40.7124 | -73.8263 | 409 | 216 | 4206522 | 4096530001 | Kew Gardens
29 | DCAS | Queens Criminal Court (Annex) | 125-01 Queens Blvd | Queens | EJA | [10 empty] | Not Solar-Ready | No | 207,360 GSF | Fair | > 20 years | No | 2020 | 2021-06-14 | 11415 | 40.7124 | -73.8263 | 409 | 216 | 4206522 | 4096530001 | Kew Gardens
29 | DOC | Queens Detention Complex Auxiliary Building | 126-02 82nd Ave | Queens | EJA | [10 empty] | Not Solar-Ready | No | 31,333 GSF | Between Fair and Poor | > 20 years | No | 2020 | 2021-06-14 | 11415 | 40.7137 | -73.8261 | 409 | 216 | 4458616 | 4096530001 | Kew Gardens
29 | DOC | Queens Detention Complex Main Building | 126-02 82nd Ave | Queens | EJA | [10 empty] | Not Solar-Ready | No | 177,554 GSF | Between Fair and Poor | > 20 years | No | 2020 | 2021-06-14 | 11415 | 40.7137 | -73.8261 | 409 | 216 | 4458616 | 4096530001 | Kew Gardens
29 | DOE | Q003 | 108-55 69 Ave | Queens | ï¿½ | [10 empty] | Not Solar-Ready | No | 28,800 GSF | Between Fair and Poor | 15 to 19 years | No | 2020 | 2021-06-14 | 11375 | 40.7251 | -73.8451 | 406 | 739 | 4052265 | 4022180021 | Forest Hills
29 | DOE | Q054 | 86-02 127 St | Queens | EJA | [10 empty] | Not Solar-Ready | No | 55,148 GSF | Fair | 10 to 14 years | No | 2020 | 2021-06-14 | 11418 | 40.7029 | -73.8242 | 409 | 14201 | 4193916 | 4092800001 | Richmond Hill
29 | DOE | Q101 | 2 Russell Pl | Queens | ï¿½ | [10 empty] | Not Solar-Ready | No | 66,060 GSF | Between Good and Fair | > 20 years | No | 2020 | 2021-06-14 | 11375 | 40.7156 | -73.8439 | 406 | 723 | 4078312 | 4032700001 | Forest Hills
29 | DOE | Q144 | 93-02 69 Ave | Queens | ï¿½ | [10 empty] | Not Solar-Ready | No | 80,480 GSF | Fair | > 20 years | No | 2020 | 2021-06-14 | 11375 | 40.715 | -73.8534 | 406 | 729 | 4076870 | 4032120001 | Forest Hills
29 | DOE | Q174 | 65-10 Dieterle Cres | Queens | ï¿½ | [10 empty] | Not Solar-Ready | No | 71,000 GSF | Poor | 15 to 19 years | No | 2020 | 2021-06-14 | 11374 | 40.7209 | -73.8614 | 406 | 69702 | 4073904 | 4031340024 | Rego Park
29 | DOE | Q190 | 68-17 Austin St | Queens | ï¿½ | [10 empty] | Not Solar-Ready | No | 147,725 GSF | Poor | > 20 years | No | 2020 | 2021-06-14 | 11375 | 40.7227 | -73.8517 | 406 | 71305 | 4075214 | 4031720002 | Forest Hills
29 | DOE | Q206 | 61-21 97 Pl | Queens | EJA | [10 empty] | Not Solar-Ready | No | 75,177 GSF | Fair | > 20 years | No | 2020 | 2021-06-14 | 11374 | 40.7343 | -73.8615 | 406 | 71702 | 4050414 | 4020830123 | Rego Park
29 | DOE | Q440 | 67-01 110 St | Queens | EJA | [10 empty] | Not Solar-Ready | No | 279,591 GSF | Fair | > 20 years | No | 2020 | 2021-06-14 | 11375 | 40.7294 | -73.8456 | 406 | 747 | 4052143 | 4021890002 | Forest Hills
29 | DOE | Q686 | 91-30 Metropolitan Ave | Queens | ï¿½ | [10 empty] | Not Solar-Ready | No | Unknown | Unknown | 10 to 14 years | No | 2020 | 2021-06-14 | 11375 | 40.7114 | -73.8567 | 406 | 645 | 4447233 | 4038860800 | Forest Hills
29 | NYPD | 102nd Precinct | 87-30 118th St | Queens | EJA | [10 empty] | Not Solar-Ready | No | 18,225 GSF | Poor | 10 to 14 years | No | 2020 | 2021-06-14 | 11418 | 40.6993 | -73.8316 | 409 | 122 | 4195880 | 4093270021 | Richmond Hill
29 | NYPD | 112th Precinct | 68-40 Austin St | Queens | EJA | [10 empty] | Not Solar-Ready | No | 36,111 GSF | Unknown | 10 to 14 years | No | 2020 | 2021-06-14 | 11375 | 40.7224 | -73.851 | 406 | 711 | 4077446 | 4032340022 | Forest Hills
29 | QPL | Richmond Hill Community Library | 118-14 Hillside Ave | Queens | ï¿½ | [10 empty] | Not Solar-Ready | No | 13,000 GSF | Between Good and Fair | 2 to 4 years | No | 2020 | 2021-06-14 | 11418 | 40.701 | -73.8321 | 409 | 132 | 4193458 | 4092640056 | Richmond Hill
30 | DOE | Q009 | 58-74 57 St | Queens | ï¿½ | [10 empty] | Not Solar-Ready | No | 54,060 GSF | Between Fair and Poor | > 20 years | No | 2020 | 2021-06-14 | 11378 | 40.7189 | -73.9122 | 405 | 535 | 4059130 | 4026310106 | Maspeth
30 | DOE | Q049 | 79-15 Penelope Ave | Queens | ï¿½ | [10 empty] | Not Solar-Ready | No | 84,000 GSF | Fair | > 20 years | No | 2020 | 2021-06-14 | 11379 | 40.7191 | -73.8754 | 405 | 663 | 4069253 | 4029900045 | Middle Village
30 | DOE | Q058 | 72-24 Grand Ave | Queens | ï¿½ | [10 empty] | Not Solar-Ready | No | 141,261 GSF | Fair | > 20 years | No | 2020 | 2021-06-14 | 11378 | 40.7287 | -73.8907 | 405 | 49302 | 4607309 | 4028020001 | Maspeth
30 | DOE | Q068 | 59-09 Saint Felix Ave | Queens | EJA | [10 empty] | Not Solar-Ready | No | 86,500 GSF | Fair | > 20 years | No | 2020 | 2021-06-14 | 11385 | 40.6966 | -73.8974 | 405 | 557 | 4437837 | 4035790001 | Ridgewood
30 | DOE | Q073 | 70-02 54 Ave | Queens | ï¿½ | [10 empty] | Not Solar-Ready | No | 177,928 GSF | Between Good and Fair | 10 to 14 years | No | 2020 | 2021-06-14 | 11378 | 40.7292 | -73.8936 | 405 | 49302 | 4058611 | 4025030031 | Maspeth
30 | DOE | Q087 | 67-54 80 St | Queens | ï¿½ | [10 empty] | Not Solar-Ready | No | 76,800 GSF | Between Fair and Poor | 15 to 19 years | No | 2020 | 2021-06-14 | 11379 | 40.7118 | -73.8712 | 405 | 621 | 4091737 | 4037820027 | Middle Village
30 | DOE | Q088 | 60-85 Catalpa Ave | Queens | ï¿½ | [10 empty] | Not Solar-Ready | No | 129,600 GSF | Between Good and Fair | 10 to 14 years | No | 2020 | 2021-06-14 | 11385 | 40.7038 | -73.8964 | 405 | 585 | 4085173 | 4035340012 | Ridgewood
30 | DOE | Q091 | 68-10 Central Ave | Queens | ï¿½ | [10 empty] | Not Solar-Ready | No | 124,925 GSF | Between Fair and Poor | > 20 years | No | 2020 | 2021-06-14 | 11385 | 40.7037 | -73.8851 | 405 | 627 | 4089566 | 4036830001 | Glendale
30 | DOE | Q093 | 6656 Forest Ave | Queens | ï¿½ | [10 empty] | Not Solar-Ready | No | 150,000 GSF | Between Fair and Poor | > 20 years | No | 2020 | 2021-06-14 | 11385 | 40.706 | -73.9026 | 405 | 589 | 4083511 | 4034900001 | Ridgewood
30 | DOE | Q113 | 87-21 79 Ave | Queens | ï¿½ | [10 empty] | Not Solar-Ready | No | 36,000 GSF | Between Fair and Poor | 15 to 19 years | No | 2020 | 2021-06-14 | 11385 | 40.705 | -73.8617 | 405 | 637 | 4094055 | 4038460040 | Glendale
30 | DOE | Q119 | 74-01 78 Ave | Queens | ï¿½ | [10 empty] | Not Solar-Ready | No | 121,375 GSF | Fair | > 20 years | No | 2020 | 2021-06-14 | 11385 | 40.7044 | -73.8752 | 405 | 63301 | 4092660 | 4038120020 | Glendale
30 | DOE | Q153 | 60-02 60 Ln | Queens | ï¿½ | [10 empty] | Not Solar-Ready | No | 138,004 GSF | Fair | > 20 years | No | 2020 | 2021-06-14 | 11378 | 40.7166 | -73.9037 | 405 | 599 | 4060987 | 4027320018 | Maspeth
30 | DOE | Q878 | 63-25 69th St | Queens | ï¿½ | [10 empty] | Not Solar-Ready | No | 20,760 GSF | Fair | > 20 years | No | 2020 | 2021-06-14 | 11379 | 40.7151 | -73.8874 | 405 | 659 | 4070411 | 4030250038 | Middle Village
30 | DOT | Maspeth Central Shops | 58-50 57th Rd | Queens | ï¿½ | [10 empty] | Not Solar-Ready | No | 109,800 GSF | Between Fair and Poor | Unknown | No | 2020 | 2021-06-14 | 11378 | 40.7224 | -73.91 | 405 | 531 | 4059838 | 4026750015 | Maspeth
30 | DPR | Forest Hills Park CS (Oak Ridge Bldg) | 1 Forest Park Dr | Queens | ï¿½ | [10 empty] | Not Solar-Ready | No | 10,000 GSF | Between Fair and Poor | Unknown | No | 2020 | 2021-06-14 | 11385 | 40.6963 | -73.8664 | 482 | 64102 | 4558619 | 4038660070 | park-cemetery-etc-Queens
30 | DPR | Forest Park Greenhouse | 88th Pl at Myrtle Ave | Queens | ï¿½ | [10 empty] | Not Solar-Ready | No | 12,796 GSF | Poor | 15 to 19 years | No | 2020 | 2021-06-14
30 | DSNY | Queens Borough Repair Shop | 52-07 58th St | Queens | ï¿½ | [10 empty] | Not Solar-Ready | No | 134,408 GSF | Between Fair and Poor | Unknown | No | 2020 | 2021-06-14 | 11377 | 40.7355 | -73.9097 | 402 | 243 | 4054170 | 4023470055 | Elmhurst-Maspeth
30 | DSNY | Queens West 2,3,4 District Garages; Central Repair Shop | 52-35 58th St | Queens | ï¿½ | [10 empty] | Not Solar-Ready | Yes | 759,046 GSF | Between Fair and Poor | > 20 years | No | 2020 | 2021-06-14 | 11377 | 40.7349 | -73.91 | 402 | 243 | 4462505 | 4023610268 | Elmhurst-Maspeth
30 | DSNY | Queens West 5 and 5A District Garages | 48-01 58th Rd | Queens | ï¿½ | [10 empty] | Not Solar-Ready | No | 91,868 GSF | Poor | Unknown | No | 2020 | 2021-06-14 | 11378 | 40.7202 | -73.9228 | 405 | 219 | 4307983 | 4026000001 | Hunters Point-Sunnyside-West Maspeth
30 | DSNY | Queens West 5A Broom Garage | 58-02 48 St | Queens | ï¿½ | [10 empty] | Not Solar-Ready | No | 37,000 GSF | Poor | > 20 years | No | 2020 | 2021-06-14 | 11378 | 40.7215 | -73.9219 | 405 | 219 | 4544131 | 4026000001 | Hunters Point-Sunnyside-West Maspeth
30 | DSNY | Sanitation Police Enforcement | 51-15 Flushing Ave | Queens | ï¿½ | [10 empty] | Not Solar-Ready | No | 17,700 GSF | Poor | > 20 years | No | 2020 | 2021-06-14 | 11378 | 40.7136 | -73.9156 | 405 | 535 | 4462340 | 4026110447 | Maspeth
30 | NYPD | 104th Precinct | 64-2 Catalpa Ave | Queens | ï¿½ | [10 empty] | Not Solar-Ready | No | 19,075 GSF | Fair | 10 to 14 years | No | 2020 | 2021-06-14 | 11385 | 40.7044 | -73.8937 | 405 | 581 | 4088186 | 4036320001 | Ridgewood
30 | NYPD | Building Maintenance/Quartermaster | 59-06 Laurel Hill Blvd | Queens | ï¿½ | [10 empty] | Not Solar-Ready | No | 101,600 GSF | Good | 10 to 14 years | No | 2020 | 2021-06-14 | 11377 | 40.7368 | -73.9064 | 402 | 243 | 4054168 | 4023440030 | Elmhurst-Maspeth
30 | QPL | Glendale Community Library | 78-60 73rd Pl | Queens | ï¿½ | [10 empty] | Not Solar-Ready | No | 13,356 GSF | Between Good and Fair | 15 to 19 years | No | 2020 | 2021-06-14 | 11385 | 40.7031 | -73.8757 | 405 | 623 | 4090100 | 4036960047 | Glendale
30 | QPL | Ridgewood Community Library | 20-12 Madison St | Queens | ï¿½ | [10 empty] | Not Solar-Ready | No | 12,000 GSF | Good | < 2 years | No | 2020 | 2021-06-14 | 11385 | 40.7052 | -73.9029 | 405 | 589 | 4083512 | 4034910001 | Ridgewood
31 | ACS | Blanche Community Progress Day Care Center 2 | 44-22 Beach Channel Dr | Queens | EJA | [10 empty] | Not Solar-Ready | No | 27,700 GSF | Between Fair and Poor | 15 to 19 years | No | 2020 | 2021-06-14 | 11691 | 40.5957 | -73.776 | 414 | 97203 | 4463476 | 4159670001 | Hammels-Arverne-Edgemere
31 | DHS | Springfield Family Residence | 146-80 Guy R. Brewer Blvd | Queens | EJA | [10 empty] | Not Solar-Ready | No | 21,000 GSF | Unknown | Unknown | No | 2020 | 2021-06-14 | 11434 | 40.6608 | -73.768 | 413 | 320 | 4430508 | 4133070091 | Springfield Gardens South-Brookville
31 | DOE | Q038 | 135-21 241 St | Queens | EJA | [10 empty] | Not Solar-Ready | No | 35,363 GSF | Fair | > 20 years | No | 2020 | 2021-06-14 | 11422 | 40.6716 | -73.734 | 413 | 638 | 4284236 | 4132220001 | Rosedale
31 | DOE | Q052 | 178-37 146 Ter | Queens | EJA | [10 empty] | Not Solar-Ready | No | 68,867 GSF | Fair | > 20 years | No | 2020 | 2021-06-14 | 11434 | 40.6611 | -73.7667 | 413 | 320 | 4285972 | 4133530020 | Springfield Gardens South-Brookville
31 | DOE | Q053 | 10-45 Nameoke St | Queens | EJA | [10 empty] | Not Solar-Ready | No | 164,000 GSF | Poor | > 20 years | No | 2020 | 2021-06-14 | 11691 | 40.6036 | -73.7491 | 414 | 103202 | 4298234 | 4155570025 | Far Rockaway-Bayswater
31 | DOE | Q104 | 26-01 Mott Ave | Queens | EJA | [10 empty] | Not Solar-Ready | No | 82,900 GSF | Fair | > 20 years | No | 2020 | 2021-06-14 | 11691 | 40.6085 | -73.7645 | 414 | 100801 | 4442313 | 4156930001 | Far Rockaway-Bayswater
31 | DOE | Q105 | 420 Beach 51 St | Queens | EJA | [10 empty] | Not Solar-Ready | No | 103,325 GSF | Fair | > 20 years | No | 2020 | 2021-06-14 | 11691 | 40.5958 | -73.7819 | 414 | 97203 | 4302397 | 4159740003 | Hammels-Arverne-Edgemere
31 | DOE | Q106 | 180 Beach 35 St | Queens | EJA | [10 empty] | Not Solar-Ready | No | 19,385 GSF | Fair | > 20 years | No | 2020 | 2021-06-14 | 11691 | 40.5938 | -73.7672 | 414 | 992 | 4441244 | 4158610035 | Hammels-Arverne-Edgemere
31 | DOE | Q132 | 132-15 218 St | Queens | EJA | [10 empty] | Not Solar-Ready | No | 51,000 GSF | Poor | > 20 years | No | 2020 | 2021-06-14 | 11413 | 40.6821 | -73.7499 | 413 | 626 | 4278380 | 4129270028 | Laurelton
31 | DOE | Q138 | 251-11 Weller Ave | Queens | EJA | [10 empty] | Not Solar-Ready | No | 92,639 GSF | Fair | > 20 years | No | 2020 | 2021-06-14 | 11422 | 40.6597 | -73.7352 | 413 | 660 | 4288640 | 4135780001 | Rosedale
31 | DOE | Q156 | 229-02 137 Ave | Queens | EJA | [10 empty] | Not Solar-Ready | No | 95,971 GSF | Between Fair and Poor | > 20 years | No | 2020 | 2021-06-14 | 11413 | 40.6731 | -73.7432 | 413 | 646 | 4283015 | 4131700012 | Laurelton
31 | DOE | Q181 | 148-15 230 St | Queens | EJA | [10 empty] | Not Solar-Ready | No | 86,480 GSF | Between Fair and Poor | > 20 years | No | 2020 | 2021-06-14 | 11413 | 40.6561 | -73.7532 | 413 | 694 | 4291453 | 4137180001 | Springfield Gardens South-Brookville
31 | DOE | Q195 | 253-50 149 Ave | Queens | EJA | [10 empty] | Not Solar-Ready | No | 110,417 GSF | Fair | > 20 years | No | 2020 | 2021-06-14 | 11422 | 40.653 | -73.7364 | 413 | 664 | 4290116 | 4136550001 | Rosedale
31 | DOE | Q197 | 825 Hicksville Rd | Queens | ï¿½ | [10 empty] | Not Solar-Ready | No | 92,500 GSF | Poor | > 20 years | No | 2020 | 2021-06-14 | 11691 | 40.6002 | -73.744 | 414 | 101002 | 4298856 | 4155970001 | Far Rockaway-Bayswater
31 | DOE | Q198 | 365 Beach 56 St | Queens | EJA | [10 empty] | Not Solar-Ready | No | Unknown | Unknown | > 20 years | No | 2020 | 2021-06-14 | 11692 | 40.594 | -73.7862 | 414 | 97204 | 4301929 | 4158940011 | Hammels-Arverne-Edgemere
31 | DOE | Q253 | 1307 Central Ave | Queens | ï¿½ | [10 empty] | Not Solar-Ready | No | 98,366 GSF | Between Good and Fair | 10 to 14 years | No | 2020 | 2021-06-14 | 11691 | 40.6073 | -73.7494 | 414 | 103202 | 4297972 | 4155410001 | Far Rockaway-Bayswater
31 | DOE | Q333 | 365 Beach 56 St | Queens | EJA | [10 empty] | Not Solar-Ready | No | 139,325 GSF | Between Good and Fair | 10 to 14 years | No | 2020 | 2021-06-14 | 11692 | 40.594 | -73.7862 | 414 | 97204 | 4301929 | 4158940011 | Hammels-Arverne-Edgemere
31 | DOE | Q420 | 143-10 Springfield Blvd | Queens | EJA | [10 empty] | Not Solar-Ready | Yes | 262,000 GSF | Between Fair and Poor | 10 to 14 years | No | 2020 | 2021-06-14 | 11413 | 40.6682 | -73.7568 | 412 | 330 | 4280845 | 4130570056 | Springfield Gardens North
31 | DOE | Q465 | 821 Beach 25th St | Queens | EJA | [10 empty] | Not Solar-Ready | No | 272,600 GSF | Poor | > 20 years | No | 2020 | 2021-06-14 | 11691 | 40.602 | -73.7628 | 414 | 100802 |  |  | Far Rockaway-Bayswater
31 | DOE | Q907 | 98 Beach 28th St | Queens | EJA | [10 empty] | Not Solar-Ready | No | 13,260 GSF | Fair | 10 to 14 years | No | 2020 | 2021-06-14 | 11691 | 40.5938 | -73.7605 | 414 | 99802 | 4531136 | 4158190148 | Far Rockaway-Bayswater
31 | DPR | Sorrentino Recreation Center | 18-48 Cornaga Ave | Queens | EJA | [10 empty] | Not Solar-Ready | No | 12,240 GSF | Fair | > 20 years | Existing Green Roof | 2020 | 2021-06-14 | 11691 | 40.6023 | -73.751 | 414 | 101001 | 4298254 | 4155600050 | Far Rockaway-Bayswater
31 | FDNY | Engine Co. 264 and Ladder Co. 134, Engine Co. 328 | 16-17 Central Ave | Queens | EJA | [10 empty] | Not Solar-Ready | No | 16,550 GSF | Poor | > 20 years | No | 2020 | 2021-06-14 | 11691 | 40.6049 | -73.7523 | 414 | 103202 | 4529057 | 4155590025 | Far Rockaway-Bayswater
31 | FDNY | Engine Co. 265 and Ladder 121, Batt. 47, EMS 47 | 303 Beach 49th St | Queens | EJA | [10 empty] | Not Solar-Ready | No | 19,958 GSF | Poor | 10 to 14 years | No | 2020 | 2021-06-14 | 11691 | 40.5936 | -73.7798 | 414 | 97204 |  |  | Hammels-Arverne-Edgemere
31 | NYPD | Queens South Task Force | 244-04 North Conduit Ave | Queens | EJA | [10 empty] | Not Solar-Ready | No | 19,024 GSF | Between Fair and Poor | 15 to 19 years | No | 2020 | 2021-06-14 | 11422 | 40.6666 | -73.7335 | 413 | 654 | 4518258 | 4132650030 | Rosedale
32 | DEP | New Digester Building | 106-21 Beach Channel Dr | Queens | ï¿½ | [10 empty] | Not Solar-Ready | No | 18,560 GSF | Between Good and Fair | Unknown | No | 2020 | 2021-06-14 | 11694 | 40.5841 | -73.8294 | 414 | 938 | 4539810 | 4161620003 | Breezy Point-Belle Harbor-Rockaway Park-Broad Channel
32 | DEP | P&C Building | Beach Channel Dr | Queens | ï¿½ | [10 empty] | Not Solar-Ready | No | 40,594 GSF | Between Fair and Poor | > 20 years | No | 2020 | 2021-06-14
32 | DEP | Return & Waste Sludge Pump Bldg: 1st Floor | 106-21 Beach Channel Dr | Queens | ï¿½ | [10 empty] | Not Solar-Ready | No | 10,552 GSF | Poor | > 20 years | No | 2020 | 2021-06-14 | 11694 | 40.5841 | -73.8294 | 414 | 938 | 4539810 | 4161620003 | Breezy Point-Belle Harbor-Rockaway Park-Broad Channel
32 | DOE | Q047 | 9 Power Rd | Queens | ï¿½ | [10 empty] | Not Solar-Ready | No | 24,000 GSF | Between Fair and Poor | > 20 years | No | 2020 | 2021-06-14 | 11693 | 40.6064 | -73.8204 | 414 | 107201 | 4448968 | 4153130485 | Breezy Point-Belle Harbor-Rockaway Park-Broad Channel
32 | DOE | Q056 | 86-10 114th St | Queens | EJA | [10 empty] | Not Solar-Ready | No | 45,595 GSF | Fair | 10 to 14 years | No | 2020 | 2021-06-14 | 11418 | 40.6992 | -73.8353 | 409 | 130 | 4192689 | 4092260057 | Richmond Hill
32 | DOE | Q060 | 91-02 88 Ave | Queens | ï¿½ | [10 empty] | Not Solar-Ready | No | 94,917 GSF | Poor | > 20 years | No | 2020 | 2021-06-14 | 11421 | 40.6922 | -73.8526 | 409 | 18 | 4184144 | 4089290058 | Woodhaven
32 | DOE | Q063 | 90-15 Sutter Ave | Queens | ï¿½ | [10 empty] | Not Solar-Ready | No | 118,965 GSF | Between Fair and Poor | > 20 years | No | 2020 | 2021-06-14 | 11417 | 40.6764 | -73.8468 | 410 | 54 | 4190727 | 4091550025 | Ozone Park
32 | DOE | Q064 | 82-01 101 Ave | Queens | EJA | [10 empty] | Not Solar-Ready | No | 68,908 GSF | Fair | 10 to 14 years | No | 2020 | 2021-06-14 | 11416 | 40.6812 | -73.8569 | 409 | 42 | 4188214 | 4090530014 | Woodhaven
32 | DOE | Q066 | 85-11 102 St | Queens | EJA | [10 empty] | Not Solar-Ready | No | 37,008 GSF | Fair | 10 to 14 years | No | 2020 | 2021-06-14 | 11418 | 40.6978 | -73.8466 | 409 | 24 | 4191497 | 4091830001 | Richmond Hill
32 | DOE | Q090 | 86-50 109 St | Queens | EJA | [10 empty] | Not Solar-Ready | No | 96,125 GSF | Fair | > 20 years | No | 2020 | 2021-06-14 | 11418 | 40.697 | -73.8392 | 409 | 128 | 4192167 | 4092040028 | Richmond Hill
32 | DOE | Q097 | 85-52 85 St | Queens | EJA | [10 empty] | Not Solar-Ready | No | 90,665 GSF | Fair | > 20 years | No | 2020 | 2021-06-14 | 11421 | 40.6945 | -73.8597 | 409 | 12 | 4181565 | 4088550020 | Woodhaven
32 | DOE | Q114 | 134-01 Cronston Ave | Queens | ï¿½ | [10 empty] | Not Solar-Ready | No | 80,400 GSF | Fair | > 20 years | No | 2020 | 2021-06-14 | 11694 | 40.5783 | -73.8544 | 414 | 928 | 4305615 | 4162570001 | Breezy Point-Belle Harbor-Rockaway Park-Broad Channel
32 | DOE | Q146 | 98-01 159 Ave | Queens | ï¿½ | [10 empty] | Not Solar-Ready | No | 96,405 GSF | Fair | 10 to 14 years | No | 2020 | 2021-06-14 | 11414 | 40.6599 | -73.8351 | 410 | 884 | 4295163 | 4141680016 | Lindenwood-Howard Beach
32 | DOE | Q180 | 320 Beach 104 St | Queens | ï¿½ | [10 empty] | Not Solar-Ready | No | 146,400 GSF | Poor | > 20 years | No | 2020 | 2021-06-14 | 11694 | 40.5841 | -73.8257 | 414 | 938 | 4303722 | 4161590012 | Breezy Point-Belle Harbor-Rockaway Park-Broad Channel
32 | DOE | Q202 | 138-30 Lafayette St | Queens | ï¿½ | [10 empty] | Not Solar-Ready | No | 180,175 GSF | Fair | > 20 years | No | 2020 | 2021-06-14 | 11417 | 40.6712 | -73.8451 | 410 | 58 | 4245993 | 4114030001 | Ozone Park
32 | DOE | Q207 | 159-15 88 St | Queens | ï¿½ | [10 empty] | Not Solar-Ready | No | 105,050 GSF | Fair | > 20 years | No | 2020 | 2021-06-14 | 11414 | 40.6581 | -73.8444 | 410 | 892 | 4293311 | 4140090060 | Lindenwood-Howard Beach
32 | DOE | Q225 | 190 Beach 110 St | Queens | ï¿½ | [10 empty] | Not Solar-Ready | No | 84,100 GSF | Between Good and Fair | 10 to 14 years | No | 2020 | 2021-06-14 | 11694 | 40.5809 | -73.8318 | 414 | 938 | 4303853 | 4161810001 | Breezy Point-Belle Harbor-Rockaway Park-Broad Channel
32 | DOE | Q232 | 153-23 83 St | Queens | ï¿½ | [10 empty] | Not Solar-Ready | No | 99,102 GSF | Fair | > 20 years | No | 2020 | 2021-06-14 | 11414 | 40.6659 | -73.8512 | 410 | 6202 | 4247454 | 4114450001 | Lindenwood-Howard Beach
32 | DOE | Q262 | 95-16 89th Ave | Queens | EJA | [10 empty] | Not Solar-Ready | No | 38,400 GSF | Between Good and Fair | 10 to 14 years | No | 2020 | 2021-06-14 | 11421 | 40.6918 | -73.849 | 409 | 20 | 4538070 | 4089750100 | Woodhaven
32 | DOE | Q273 | 88-07 102nd St | Queens | EJA | [10 empty] | Not Solar-Ready | No | 34,800 GSF | Between Fair and Poor | 10 to 14 years | No | 2020 | 2021-06-14 | 11418 | 40.6936 | -73.8446 | 409 | 28 | 4539360 | 4092880101 | Richmond Hill
32 | DOE | Q480 | 101-01 Rockaway Blvd | Queens | EJA | [10 empty] | Not Solar-Ready | Yes | 252,000 GSF | Poor | 15 to 19 years | No | 2020 | 2021-06-14 | 11417 | 40.6796 | -73.8373 | 410 | 864 | 4202849 | 4095400002 | South Ozone Park
32 | DPR | Rockaway Beach and Boardwalk - Beach 97 St | 96-20 Shore Front Pkwy | Queens | ï¿½ | [10 empty] | Not Solar-Ready | No | 10,364 GSF | Fair | Unknown | No | 2020 | 2021-06-14 | 11693 | 40.5834 | -73.8171 | 414 | 94201 | 4542747 | 4161690011 | Breezy Point-Belle Harbor-Rockaway Park-Broad Channel
32 | FDNY | Engine Co. 266 | 92-20 Rockaway Beach Blvd | Queens | EJA | [10 empty] | Not Solar-Ready | No | 11,960 GSF | Poor | 10 to 14 years | No | 2020 | 2021-06-14 | 11693 | 40.5863 | -73.8158 | 414 | 94202 | 4439014 | 4161270001 | Hammels-Arverne-Edgemere
32 | FDNY | Engine Co. 268 and Ladder Co. 137 | 257 Beach 116th St | Queens | ï¿½ | [10 empty] | Not Solar-Ready | No | 10,089 GSF | Poor | 15 to 19 years | No | 2020 | 2021-06-14 | 11694 | 40.5806 | -73.8377 | 414 | 93402 | 4304442 | 4162120017 | Breezy Point-Belle Harbor-Rockaway Park-Broad Channel
32 | NYPD | 100th Precinct | 92-24 Rockaway Beach Blvd | Queens | EJA | [10 empty] | Not Solar-Ready | No | 20,710 GSF | Poor | 10 to 14 years | No | 2020 | 2021-06-14 | 11693 | 40.5863 | -73.8158 | 414 | 94202 | 4445329 | 4161270001 | Hammels-Arverne-Edgemere
32 | NYPD | 106th Precinct | 103-53 101st St | Queens | EJA | [10 empty] | Not Solar-Ready | No | 19,044 GSF | Between Fair and Poor | 15 to 19 years | No | 2020 | 2021-06-14 | 11417 | 40.6823 | -73.84 | 410 | 112 | 4201325 | 4095050061 | Richmond Hill
32 | QPL | Peninsula (ALC) Community Library | 92-25 Rockaway Beach Blvd | Queens | ï¿½ | [10 empty] | Not Solar-Ready | No | 12,750 GSF | Good | < 2 years | Existing Cool Roof | 2020 | 2021-06-14 | 11693 | 40.5863 | -73.8158 | 414 | 94203 | 4303629 | 4161350013 | Hammels-Arverne-Edgemere
33 | BPL | Williamsburg Branch Library | 240 Division Ave | Brooklyn | EJA | [10 empty] | Not Solar-Ready | No | 24,118 GSF | Between Fair and Poor | 15 to 19 years | No | 2020 | 2021-06-14 | 11211 | 40.7071 | -73.9573 | 301 | 529 | 3060090 | 3021890001 | Williamsburg
33 | DCAS | Brooklyn Appellate Court | 45 Monroe Pl | Brooklyn | ï¿½ | [10 empty] | Not Solar-Ready | No | 49,500 GSF | Fair | > 20 years | No | 2020 | 2021-06-14 | 11201 | 40.6958 | -73.9928 | 302 | 502 | 3001881 | 3002370001 | Brooklyn Heights-Cobble Hill
33 | DCAS | Brooklyn Borough Hall | 209 Joralemon St | Brooklyn | ï¿½ | [10 empty] | Not Solar-Ready | No | 64,000 GSF | Good | 10 to 14 years | No | 2020 | 2021-06-14 | 11201 | 40.6925 | -73.9905 | 302 | 11 | 3000256 | 3001390001 | DUMBO-Vinegar Hill-Downtown Brooklyn-Boerum Hill
33 | DCAS | Brooklyn Criminal Court | 120 Schermerhorn St | Brooklyn | ï¿½ | [10 empty] | Not Solar-Ready | No | 264,100 GSF | Fair | 15 to 19 years | No | 2020 | 2021-06-14 | 11201 | 40.6901 | -73.9889 | 302 | 43 | 3000534 | 3001690017 | DUMBO-Vinegar Hill-Downtown Brooklyn-Boerum Hill
33 | DCAS | Brooklyn Family Court (Space) | 330 Jay St | Brooklyn | ï¿½ | [10 empty] | Not Solar-Ready | No | 810,316 GSF | Good | 10 to 14 years | No | 2020 | 2021-06-14 | 11201 | 40.6945 | -73.9872 | 302 | 11 | 3347736 | 3001407502 | DUMBO-Vinegar Hill-Downtown Brooklyn-Boerum Hill
33 | DCAS | Brooklyn Municipal Building (Space) | 210 Joralemon St | Brooklyn | ï¿½ | [10 empty] | Not Solar-Ready | No | 468,000 GSF | Fair | > 20 years | No | 2020 | 2021-06-14 | 11201 | 40.6925 | -73.9905 | 302 | 9 | 3002558 | 3002667501 | Brooklyn Heights-Cobble Hill
33 | DCAS | Brooklyn Supreme Court | 360 Adams St | Brooklyn | ï¿½ | [10 empty] | Not Solar-Ready | No | 621,817 GSF | Good | > 20 years | No | 2020 | 2021-06-14 | 11201 | 40.6941 | -73.9889 | 302 | 11 | 3000257 | 3001390020 | DUMBO-Vinegar Hill-Downtown Brooklyn-Boerum Hill
33 | DCAS | Construction Shops | 390 Kent Ave | Brooklyn | ï¿½ | [10 empty] | Not Solar-Ready | No | 107,450 GSF | Fair | > 20 years | No | 2020 | 2021-06-14 | 11249 | 40.7112 | -73.9683 | 301 | 549 | 3063635 | 3024670001 | North Side-South Side
33 | DCAS | OEM Headquarters | 165 Cadman Plz East | Brooklyn | ï¿½ | [10 empty] | Not Solar-Ready | No | 66,245 GSF | Good | 10 to 14 years | No | 2020 | 2021-06-14 | 11201 | 40.6988 | -73.9899 | 302 | 13 | 3000172 | 3000850006 | DUMBO-Vinegar Hill-Downtown Brooklyn-Boerum Hill
33 | DCAS | Office Building (Space) | 345 Adams St | Brooklyn | ï¿½ | [10 empty] | Not Solar-Ready | No | 262,183 GSF | Fair | 15 to 19 years | No | 2020 | 2021-06-14 | 11201 | 40.6934 | -73.9889 | 302 | 11 | 3392969 | 3001407503 | DUMBO-Vinegar Hill-Downtown Brooklyn-Boerum Hill
33 | DCAS | Office of Transportation Service Building | Brooklyn Navy Yard | Brooklyn | ï¿½ | [10 empty] | Not Solar-Ready | No | Unknown | Unknown | Unknown | No | 2020 | 2021-06-14 | 11205 | 40.7026 | -73.9722 | 302 | 543 | 3000000 | 3020230001 | park-cemetery-etc-Brooklyn
33 | DEP | Building 268 | 63 Flushing Ave | Brooklyn | ï¿½ | [10 empty] | Not Solar-Ready | No | 123,000 GSF | Between Good and Fair | Unknown | No | 2020 | 2021-06-14 | 11205 | 40.698 | -73.975 | 302 | 543 | 3335129 | 3020230001 | park-cemetery-etc-Brooklyn
33 | DEP | BWSO Shaft Maintenance/Kent Avenue Machine Shop | 356 Flushing Ave | Brooklyn | EJA | [10 empty] | Not Solar-Ready | No | 94,810 GSF | Between Good and Fair | Unknown | No | 2020 | 2021-06-14 | 11205 | 40.6984 | -73.9607 | 303 | 1237 | 3054189 | 3018820001 | Bedford
33 | DEP | Centrifuge Building | 329 Greenpoint Ave | Brooklyn | ï¿½ | [10 empty] | Not Solar-Ready | No | 16,250 GSF | Good | 10 to 14 years | No | 2020 | 2021-06-14 | 11222 | 40.7315 | -73.9463 | 301 | 579 | 3332517 | 3025250001 | Greenpoint
33 | DEP | Construction Management Office | 329 Greenpoint Ave | Brooklyn | ï¿½ | [10 empty] | Not Solar-Ready | No | 22,500 GSF | Fair | 15 to 19 years | No | 2020 | 2021-06-14 | 11222 | 40.7315 | -73.9463 | 301 | 579 | 3332517 | 3025250001 | Greenpoint
33 | DOC | Brooklyn House of Detention #129 | 275 Atlantic Ave | Brooklyn | ï¿½ | [10 empty] | Not Solar-Ready | No | 161,765 GSF | Fair | 15 to 19 years | No | 2020 | 2021-06-14 | 11201 | 40.6889 | -73.99 | 302 | 43 | 3000605 | 3001750001 | DUMBO-Vinegar Hill-Downtown Brooklyn-Boerum Hill
33 | DOE | K008 | 37 Hicks St | Brooklyn | ï¿½ | [10 empty] | Not Solar-Ready | No | 72,000 GSF | Fair | 5 to 9 years | No | 2020 | 2021-06-14 | 11201 | 40.7007 | -73.9932 | 302 | 1 | 3001540 | 3002110001 | Brooklyn Heights-Cobble Hill
33 | DOE | K016 | 157 Wilson St | Brooklyn | EJA | [10 empty] | Not Solar-Ready | No | 121,200 GSF | Poor | > 20 years | No | 2020 | 2021-06-14 | 11211 | 40.706 | -73.9615 | 301 | 535 | 3059906 | 3021770001 | Williamsburg
33 | DOE | K031 | 75 Meserole Ave | Brooklyn | ï¿½ | [10 empty] | Not Solar-Ready | No | 102,000 GSF | Fair | 10 to 14 years | No | 2020 | 2021-06-14 | 11222 | 40.7266 | -73.9543 | 301 | 561 | 3065299 | 3025950001 | Greenpoint
33 | DOE | K034 | 131 Norman Ave | Brooklyn | EJA | [10 empty] | Not Solar-Ready | No | 32,000 GSF | Good | 5 to 9 years | No | 2020 | 2021-06-14 | 11222 | 40.7261 | -73.9496 | 301 | 573 | 3065733 | 3026220028 | Greenpoint
33 | DOE | K038 | 450 Pacific St | Brooklyn | ï¿½ | [10 empty] | Not Solar-Ready | No | 87,000 GSF | Fair | 15 to 19 years | No | 2020 | 2021-06-14 | 11217 | 40.6853 | -73.9826 | 302 | 39 | 3001183 | 3001910001 | DUMBO-Vinegar Hill-Downtown Brooklyn-Boerum Hill
33 | DOE | K071 | 215 Hayward St | Brooklyn | EJA | [10 empty] | Not Solar-Ready | Yes | 169,000 GSF | Fair | > 20 years | No | 2020 | 2021-06-14
33 | DOE | K110 | 124 Monitor St | Brooklyn | ï¿½ | [10 empty] | Not Solar-Ready | No | 80,400 GSF | Between Good and Fair | > 20 years | No | 2020 | 2021-06-14 | 11222 | 40.7239 | -73.9423 | 301 | 591 | 3067144 | 3026880042 | Greenpoint
33 | DOE | K157 | 850 Kent Ave | Brooklyn | EJA | [10 empty] | Not Solar-Ready | No | 122,400 GSF | Fair | > 20 years | No | 2020 | 2021-06-14 | 11205 | 40.6954 | -73.9596 | 303 | 1237 | 3054671 | 3018970013 | Bedford
33 | DOE | K261 | 314 Pacific St | Brooklyn | ï¿½ | [10 empty] | Not Solar-Ready | No | 107,628 GSF | Poor | > 20 years | No | 2020 | 2021-06-14 | 11201 | 40.6875 | -73.9883 | 302 | 43 | 3001070 | 3001880014 | DUMBO-Vinegar Hill-Downtown Brooklyn-Boerum Hill
33 | DOE | K313 | 283 Adams St | Brooklyn | ï¿½ | [10 empty] | Not Solar-Ready | No | 121,000 GSF | Between Fair and Poor | 10 to 14 years | No | 2020 | 2021-06-14 | 11201 | 40.6947 | -73.9889 | 302 | 11 | 3331741 | 3001400010 | DUMBO-Vinegar Hill-Downtown Brooklyn-Boerum Hill
33 | DOE | K318 | 101 Walton St | Brooklyn | EJA | [10 empty] | Not Solar-Ready | No | 181,200 GSF | Fair | > 20 years | No | 2020 | 2021-06-14 | 11206 | 40.7025 | -73.9489 | 301 | 509 | 3061328 | 3022460001 | Williamsburg
33 | DOE | K369 | 383 State St | Brooklyn | ï¿½ | [10 empty] | Not Solar-Ready | No | 33,000 GSF | Between Fair and Poor | 15 to 19 years | No | 2020 | 2021-06-14 | 11217 | 40.6873 | -73.9836 | 302 | 41 | 3000567 | 3001720055 | DUMBO-Vinegar Hill-Downtown Brooklyn-Boerum Hill
33 | DOE | K497 | 284 Baltic St | Brooklyn | ï¿½ | [10 empty] | Not Solar-Ready | No | Unknown | Unknown | Unknown | No | 2020 | 2021-06-14 | 11201 | 40.6854 | -73.9934 | 306 | 69 | 3006401 | 3004020001 | DUMBO-Vinegar Hill-Downtown Brooklyn-Boerum Hill
33 | DOE | K519 | 347 Baltic St | Brooklyn | ï¿½ | [10 empty] | Not Solar-Ready | No | 115,466 GSF | Fair | > 20 years | No | 2020 | 2021-06-14 | 11201 | 40.6845 | -73.991 | 306 | 69 | 3006356 | 3003970011 | DUMBO-Vinegar Hill-Downtown Brooklyn-Boerum Hill
33 | DOE | K580 | 105 Johnson St | Brooklyn | ï¿½ | [10 empty] | Not Solar-Ready | No | 190,000 GSF | Good | 2 to 4 years | No | 2020 | 2021-06-14 | 11201 | 40.6949 | -73.986 | 302 | 13 | 3348041 | 3001310001 | DUMBO-Vinegar Hill-Downtown Brooklyn-Boerum Hill
33 | DOE | K610 | 50 Bedford Ave | Brooklyn | ï¿½ | [10 empty] | Not Solar-Ready | No | 172,800 GSF | Poor | > 20 years | No | 2020 | 2021-06-14 | 11222 | 40.722 | -73.9533 | 301 | 517 | 3066698 | 3026700001 | North Side-South Side
33 | DOE | K656 | 500 Pacific St | Brooklyn | ï¿½ | [10 empty] | Not Solar-Ready | No | 112,800 GSF | Fair | > 20 years | No | 2020 | 2021-06-14 | 11217 | 40.6845 | -73.9807 | 302 | 39 | 3001189 | 3001920001 | DUMBO-Vinegar Hill-Downtown Brooklyn-Boerum Hill
33 | DOE | K778 | 250 Hooper St | Brooklyn | EJA | [10 empty] | Not Solar-Ready | No | 31,110 GSF | Poor | > 20 years | No | 2020 | 2021-06-14 | 11211 | 40.7059 | -73.9556 | 301 | 529 | 3379706 | 3022070002 | Williamsburg
33 | DOE | K801 | 65 Court St | Brooklyn | ï¿½ | [10 empty] | Not Solar-Ready | No | 288,000 GSF | Between Good and Fair | 15 to 19 years | No | 2020 | 2021-06-14 | 11201 | 40.692 | -73.9912 | 302 | 9 | 3002557 | 3002660020 | Brooklyn Heights-Cobble Hill
33 | DOE | K802 | 131 Livingston St | Brooklyn | ï¿½ | [10 empty] | Not Solar-Ready | No | 128,000 GSF | Between Good and Fair | 10 to 14 years | No | 2020 | 2021-06-14 | 11201 | 40.6907 | -73.9886 | 302 | 37 | 3000420 | 3001540001 | DUMBO-Vinegar Hill-Downtown Brooklyn-Boerum Hill
33 | DOE | K806 | 362 Schermerhorn St | Brooklyn | ï¿½ | [10 empty] | Not Solar-Ready | No | Unknown | Unknown | 10 to 14 years | No | 2020 | 2021-06-14 | 11217 | 40.6865 | -73.9796 | 302 | 39 | 3331754 | 3001740001 | DUMBO-Vinegar Hill-Downtown Brooklyn-Boerum Hill
33 | DOT | Bridges ERB Iron Shop | 59 Adams St | Brooklyn | ï¿½ | [10 empty] | Not Solar-Ready | No | 50,000 GSF | Between Fair and Poor | Unknown | No | 2020 | 2021-06-14 | 11201 | 40.7026 | -73.9885 | 302 | 21 | 3000089 | 3000390001 | DUMBO-Vinegar Hill-Downtown Brooklyn-Boerum Hill
33 | DOT | Clay Street Storage (Under Bridge) | 130 Clay St | Brooklyn | ï¿½ | [10 empty] | Not Solar-Ready | No | 16,000 GSF | Unknown | Unknown | No | 2020 | 2021-06-14 | 11222 | 40.7368 | -73.9524 | 301 | 579 | 3336609 | 3024890007 | Greenpoint
33 | DOT | Office and Storage | 130 Clay St | Brooklyn | ï¿½ | [10 empty] | Not Solar-Ready | No | 12,000 GSF | Unknown | Unknown | No | 2020 | 2021-06-14 | 11222 | 40.7368 | -73.9524 | 301 | 579 | 3336609 | 3024890007 | Greenpoint
33 | DOT | Willamsburg Bridge Office | 17 South 6th St | Brooklyn | ï¿½ | [10 empty] | Not Solar-Ready | No | 10,000 GSF | Unknown | 15 to 19 years | No | 2020 | 2021-06-14 | 11249 | 40.7119 | -73.9679 | 301 | 549 | 3335965 | 3024540001 | North Side-South Side
33 | DOT | Williamsburg Bridge Carpenter Shop | 352 Kent Ave | Brooklyn | ï¿½ | [10 empty] | Not Solar-Ready | No | 16,716 GSF | Between Fair and Poor | Unknown | No | 2020 | 2021-06-14 | 11249 | 40.7126 | -73.9678 | 301 | 549 | 3335963 | 3024530001 | North Side-South Side
33 | DOT | Williamsburg Bridge Carpenter Shop | 352 Kent Ave | Brooklyn | ï¿½ | [10 empty] | Not Solar-Ready | No | 27,700 GSF | Good | Unknown | No | 2020 | 2021-06-14 | 11249 | 40.7126 | -73.9678 | 301 | 549 | 3335963 | 3024530001 | North Side-South Side
33 | DOT | Williamsburg Bridge Lighting and Shop | 424 Wythe Ave | Brooklyn | ï¿½ | [10 empty] | Not Solar-Ready | No | 30,873 GSF | Unknown | Unknown | No | 2020 | 2021-06-14 | 11249 | 40.7114 | -73.9664 | 301 | 549 | 3335964 | 3024540001 | North Side-South Side
33 | DOT | Williamsburg Bridge Repair Shops | 372 Kent Ave | Brooklyn | ï¿½ | [10 empty] | Not Solar-Ready | No | 27,729 GSF | Between Fair and Poor | Unknown | No | 2020 | 2021-06-14 | 11249 | 40.712 | -73.968 | 301 | 549 | 3335960 | 3024530001 | North Side-South Side
33 | DPR | McCarren Park Recreation Center | 776 Lorimer St | Brooklyn | ï¿½ | [10 empty] | Not Solar-Ready | No | 16,000 GSF | Fair | > 20 years | No | 2020 | 2021-06-14 | 11222 | 40.7201 | -73.9504 | 301 | 515 | 3067525 | 3026960001 | North Side-South Side
33 | DSNY | Greenpoint Incinerator/Garage | 459 North Henry St | Brooklyn | ï¿½ | [10 empty] | Not Solar-Ready | No | 65,550 GSF | Fair | > 20 years | No | 2020 | 2021-06-14 | 11222 | 40.7348 | -73.9451 | 301 | 579 | 3064006 | 3025080001 | Greenpoint
33 | DSNY | Greenpoint Marine Transfer Station | 1 Kingsland Ave | Brooklyn | ï¿½ | [10 empty] | Not Solar-Ready | No | 59,882 GSF | Fair | > 20 years | No | 2020 | 2021-06-14 | 11211 | 40.7159 | -73.94 | 301 | 477 | 3000000 | 3025080001 | East Williamsburg
33 | FDNY | Engine Co. 211 & Ladder Co. 119 | 26 Hooper St | Brooklyn | EJA | [10 empty] | Not Solar-Ready | No | 28,285 GSF | Poor | 15 to 19 years | No | 2020 | 2021-06-14 | 11249 | 40.7015 | -73.9624 | 301 | 539 | 3060298 | 3022030016 | Williamsburg
33 | FDNY | Engine Co. 229 and Ladder Co. 146 | 75 Richardson St | Brooklyn | ï¿½ | [10 empty] | Not Solar-Ready | No | 13,500 GSF | Fair | 10 to 14 years | No | 2020 | 2021-06-14 | 11211 | 40.7184 | -73.949 | 301 | 515 | 3067898 | 3027220028 | North Side-South Side
33 | FDNY | Engine Co. 238 and Ladder Co. 106 | 205 Greenpoint Ave | Brooklyn | ï¿½ | [10 empty] | Not Solar-Ready | No | 10,262 GSF | Fair | 10 to 14 years | No | 2020 | 2021-06-14 | 11222 | 40.7305 | -73.9511 | 301 | 579 | 3064786 | 3025600050 | Greenpoint
33 | HHC | Bedford Stuyvesant Alcohol Treatment Center | 722 Myrtle Ave | Brooklyn | EJA | [10 empty] | Not Solar-Ready | No | 17,400 GSF | Between Good and Fair | 10 to 14 years | No | 2020 | 2021-06-14 | 11205 | 40.6948 | -73.9544 | 303 | 241 | 3329636 | 3017510025 | Bedford
33 | NYPD | 94th Precinct | 100 Meserole Ave | Brooklyn | ï¿½ | [10 empty] | Not Solar-Ready | No | 18,500 GSF | Fair | 15 to 19 years | No | 2020 | 2021-06-14 | 11222 | 40.727 | -73.953 | 301 | 561 | 3065578 | 3026190001 | Greenpoint
33 | NYPD | Service Shop #1 | 11 Front St | Brooklyn | ï¿½ | [10 empty] | Not Solar-Ready | No | 58,400 GSF | Good | 10 to 14 years | No | 2020 | 2021-06-14 | 11201 | 40.7026 | -73.9929 | 302 | 21 | 3000080 | 3000350021 | DUMBO-Vinegar Hill-Downtown Brooklyn-Boerum Hill
34 | BPL | Bushwick Branch Library | 340 Bushwick Ave | Brooklyn | EJA | [10 empty] | Not Solar-Ready | No | 10,757 GSF | Between Fair and Poor | 15 to 19 years | No | 2020 | 2021-06-14 | 11206 | 40.7047 | -73.9393 | 301 | 489 | 3071470 | 3030980019 | Bushwick South
34 | DHS | Barbara Kleinman Residence | 269 Skillman Ave | Brooklyn | EJA | [10 empty] | Not Solar-Ready | No | 97,780 GSF | Fair | 10 to 14 years | No | 2020 | 2021-06-14 | 11211 | 40.7165 | -73.9399 | 301 | 449 | 3338306 | 3028850001 | East Williamsburg
34 | DHS | Stockholm Street Family Residence | 103 Stockholm St | Brooklyn | EJA | [10 empty] | Not Solar-Ready | No | 17,800 GSF | Unknown | Unknown | No | 2020 | 2021-06-14 | 11221 | 40.6974 | -73.9249 | 304 | 421 | 3073772 | 3032430044 | Bushwick South
34 | DOE | K018 | 101 Maujer St | Brooklyn | ï¿½ | [10 empty] | Not Solar-Ready | No | 34,800 GSF | Fair | > 20 years | No | 2020 | 2021-06-14 | 11206 | 40.7106 | -73.947 | 301 | 503 | 3000000 | 3027870001 | East Williamsburg
34 | DOE | K019 | 325 South 3 St | Brooklyn | EJA | [10 empty] | Not Solar-Ready | No | 93,000 GSF | Fair | > 20 years | No | 2020 | 2021-06-14 | 11211 | 40.7096 | -73.9547 | 301 | 527 | 3063188 | 3024230001 | North Side-South Side
34 | DOE | K050 | 183 South 3rd St | Brooklyn | ï¿½ | [10 empty] | Not Solar-Ready | No | 138,000 GSF | Fair | > 20 years | No | 2020 | 2021-06-14 | 11211 | 40.7117 | -73.9603 | 301 | 523 | 3063128 | 3024190001 | North Side-South Side
34 | DOE | K075 | 95 Grove St | Brooklyn | EJA | [10 empty] | Not Solar-Ready | No | 64,800 GSF | Between Good and Fair | > 20 years | No | 2020 | 2021-06-14 | 11221 | 40.6933 | -73.9207 | 304 | 419 | 3075879 | 3033140001 | Bushwick South
34 | DOE | K111 | 35 Starr St | Brooklyn | ï¿½ | [10 empty] | Not Solar-Ready | No | 193,200 GSF | Poor | > 20 years | No | 2020 | 2021-06-14 | 11221 | 40.7007 | -73.9275 | 304 | 423 | 3072497 | 3031850001 | Bushwick South
34 | DOE | K120 | 18 Beaver St | Brooklyn | EJA | [10 empty] | Not Solar-Ready | No | 116,400 GSF | Between Fair and Poor | > 20 years | No | 2020 | 2021-06-14 | 11206 | 40.7006 | -73.9383 | 304 | 389 | 3071806 | 3031370026 | Bushwick South
34 | DOE | K123 | 100 Irving Ave | Brooklyn | EJA | [10 empty] | Not Solar-Ready | No | 86,000 GSF | Good | 2 to 4 years | No | 2020 | 2021-06-14 | 11237 | 40.7038 | -73.9227 | 304 | 445 | 3072966 | 3032100001 | Bushwick North
34 | DOE | K132 | 320 Manhattan Ave | Brooklyn | ï¿½ | [10 empty] | Not Solar-Ready | No | 74,000 GSF | Fair | 5 to 9 years | No | 2020 | 2021-06-14 | 11211 | 40.7147 | -73.9461 | 301 | 497 | 3068728 | 3027590001 | East Williamsburg
34 | DOE | K145 | 100 Noll St | Brooklyn | EJA | [10 empty] | Not Solar-Ready | No | 134,400 GSF | Fair | > 20 years | No | 2020 | 2021-06-14 | 11206 | 40.7016 | -73.9324 | 304 | 425 | 3071915 | 3031530011 | Bushwick South
34 | DOE | K147 | 325 Bushwick Ave | Brooklyn | ï¿½ | [10 empty] | Not Solar-Ready | No | 170,400 GSF | Poor | > 20 years | No | 2020 | 2021-06-14 | 11206 | 40.7052 | -73.9394 | 301 | 485 | 3071418 | 3030910001 | Bushwick South
34 | DOE | K162 | 1390 Willoughby Ave | Brooklyn | ï¿½ | [10 empty] | Not Solar-Ready | No | 74,000 GSF | Poor | > 20 years | No | 2020 | 2021-06-14 | 11237 | 40.7072 | -73.9198 | 304 | 445 | 3073018 | 3032120001 | Bushwick North
34 | DOE | K196 | 207 Bushwick Ave | Brooklyn | EJA | [10 empty] | Not Solar-Ready | No | 107,000 GSF | Between Fair and Poor | > 20 years | No | 2020 | 2021-06-14 | 11206 | 40.7087 | -73.94 | 301 | 485 | 3071024 | 3030460001 | Bushwick South
34 | DOE | K250 | 108 Montrose Ave | Brooklyn | ï¿½ | [10 empty] | Not Solar-Ready | No | 102,000 GSF | Fair | > 20 years | No | 2020 | 2021-06-14 | 11206 | 40.7071 | -73.9455 | 301 | 505 | 3071199 | 3030600001 | East Williamsburg
34 | DOE | K257 | 60 Cook St | Brooklyn | ï¿½ | [10 empty] | Not Solar-Ready | No | 106,800 GSF | Fair | > 20 years | No | 2020 | 2021-06-14 | 11206 | 40.7024 | -73.9418 | 301 | 491 | 3071571 | 3031140011 | East Williamsburg
34 | DOE | K274 | 800 Bushwick Ave | Brooklyn | EJA | [10 empty] | Not Solar-Ready | No | 91,000 GSF | Fair | 15 to 19 years | No | 2020 | 2021-06-14 | 11221 | 40.6949 | -73.9279 | 304 | 393 | 3073752 | 3032410037 | Bushwick South
34 | DOE | K299 | 88 Woodbine St | Brooklyn | EJA | [10 empty] | Not Solar-Ready | No | 97,200 GSF | Fair | > 20 years | No | 2020 | 2021-06-14 | 11221 | 40.6911 | -73.9182 | 304 | 399 | 3076734 | 3033580001 | Bushwick South
34 | DOE | K319 | 360 Keap St | Brooklyn | EJA | [10 empty] | Not Solar-Ready | No | 13,200 GSF | Poor | > 20 years | No | 2020 | 2021-06-14 | 11211 | 40.7097 | -73.9542 | 301 | 527 | 3063189 | 3024240001 | North Side-South Side
34 | DOE | K450 | 850 Grand St | Brooklyn | EJA | [10 empty] | Not Solar-Ready | No | 504,000 GSF | Between Fair and Poor | > 20 years | No | 2020 | 2021-06-14 | 11211 | 40.7122 | -73.9397 | 301 | 485 | 3325733 | 3030160001 | Bushwick South
34 | DOE | K865 | 797 Bushwick Ave | Brooklyn | EJA | [10 empty] | Not Solar-Ready | No | 106,925 GSF | Between Good and Fair | > 20 years | No | 2020 | 2021-06-14 | 11221 | 40.6951 | -73.9281 | 304 | 393 | 3073761 | 3032420001 | Bushwick South
34 | DOE | Q075 | 1666 Hancock St | Queens | EJA | [10 empty] | Not Solar-Ready | No | 70,860 GSF | Fair | > 20 years | No | 2020 | 2021-06-14 | 11385 | 40.6985 | -73.9056 | 405 | 553 | 4085584 | 4035490044 | Ridgewood
34 | DOE | Q081 | 559 Cypress Ave | Queens | EJA | [10 empty] | Not Solar-Ready | No | 75,039 GSF | Fair | > 20 years | No | 2020 | 2021-06-14 | 11385 | 40.7038 | -73.9123 | 405 | 545 | 4082076 | 4034370001 | Ridgewood
34 | DOE | Q239 | 17-15 Weirfield St | Queens | EJA | [10 empty] | Not Solar-Ready | No | 117,126 GSF | Fair | 10 to 14 years | No | 2020 | 2021-06-14 | 11385 | 40.6991 | -73.9038 | 405 | 553 | 4435561 | 4035610001 | Ridgewood
34 | DOE | Q245 | 378 Seneca Ave | Queens | ï¿½ | [10 empty] | Not Solar-Ready | No | 54,000 GSF | Between Good and Fair | 10 to 14 years | No | 2020 | 2021-06-14 | 11385 | 40.7071 | -73.915 | 405 | 539 | 4538307 | 4034280015 | Ridgewood
34 | DOE | Q848 | 511 Seneca Ave | Queens | ï¿½ | [10 empty] | Not Solar-Ready | No | 18,000 GSF | Poor | > 20 years | No | 2020 | 2021-06-14 | 11385 | 40.7053 | -73.9119 | 405 | 545 | 4081987 | 4034340001 | Ridgewood
34 | DOE | Q849 | 976 Seneca Ave | Queens | ï¿½ | [10 empty] | Not Solar-Ready | No | 162,000 GSF | Between Good and Fair | 5 to 9 years | No | 2020 | 2021-06-14 | 11385 | 40.6995 | -73.9021 | 405 | 555 | 4085922 | 4035630023 | Ridgewood
34 | DOHMH | Williamsburg Health Center | 151 Maujer St | Brooklyn | ï¿½ | [10 empty] | Not Solar-Ready | No | 27,172 GSF | Unknown | 10 to 14 years | No | 2020 | 2021-06-14 | 11206 | 40.7108 | -73.9446 | 301 | 495 | 3069604 | 3027880033 | East Williamsburg
34 | DPR | Metropolitan Pool and Fitness Center | 261 Bedford Ave | Brooklyn | ï¿½ | [10 empty] | Not Solar-Ready | No | 18,200 GSF | Fair | > 20 years | Planned Green Roof | 2020 | 2021-06-14 | 11211 | 40.715 | -73.9607 | 301 | 553 | 3062457 | 3023660004 | North Side-South Side
34 | DSNY | Brooklyn North 1 District & 4 District Garage | 161 Varick Ave | Brooklyn | ï¿½ | [10 empty] | Not Solar-Ready | Yes | 202,480 GSF | Good | 10 to 14 years | No | 2020 | 2021-06-14 | 11237 | 40.7111 | -73.9285 | 301 | 449 | 3400387 | 3029620001 | East Williamsburg
34 | FDNY | Engine Co. 206 | 1201 Grand St | Brooklyn | ï¿½ | [10 empty] | Not Solar-Ready | No | 10,180 GSF | Fair | 10 to 14 years | No | 2020 | 2021-06-14 | 11211 | 40.7151 | -73.928 | 301 | 449 | 3070506 | 3029290053 | East Williamsburg
34 | FDNY | Greenpoint EMT Station | 332 Metropolitan Ave | Brooklyn | ï¿½ | [10 empty] | Not Solar-Ready | No | 18,758 GSF | Poor | 5 to 9 years | No | 2020 | 2021-06-14 | 11211 | 40.7143 | -73.9569 | 301 | 519 | 3391565 | 3023680012 | North Side-South Side
34 | NYPD | 90th Precinct and Engine Company 216 | 211 Union Ave | Brooklyn | ï¿½ | [10 empty] | Not Solar-Ready | No | 39,345 GSF | Poor | 15 to 19 years | No | 2020 | 2021-06-14 | 11211 | 40.7065 | -73.9504 | 301 | 527 | 3063633 | 3024650100 | North Side-South Side
35 | BPL | Bedford Branch Library and Learning Center | 496 Franklin Ave | Brooklyn | EJA | [10 empty] | Not Solar-Ready | No | 17,184 GSF | Between Fair and Poor | > 20 years | No | 2020 | 2021-06-14 | 11238 | 40.6817 | -73.9558 | 303 | 227 | 3057384 | 3019970032 | Clinton Hill
35 | DCLA | BAM Harvey Theater (Majestic Theater) | 651 Fulton St | Brooklyn | ï¿½ | [10 empty] | Not Solar-Ready | No | 58,963 GSF | Between Good and Fair | 10 to 14 years | No | 2020 | 2021-06-14 | 11217 | 40.6882 | -73.9791 | 302 | 33 | 3345162 | 3020950045 | Fort Greene
35 | DCLA | BAM Peter Jay Sharp Theater (Opera House) | 30 Lafayette Ave | Brooklyn | ï¿½ | [10 empty] | Not Solar-Ready | No | 107,229 GSF | Between Good and Fair | 10 to 14 years | No | 2020 | 2021-06-14 | 11217 | 40.6869 | -73.9777 | 302 | 35 | 3059185 | 3021110015 | Fort Greene
35 | DCLA | Brooklyn Botanic Garden Conservatory | 1000 Washington Ave | Brooklyn | ï¿½ | [10 empty] | Not Solar-Ready | No | 70,000 GSF | Good | < 2 years | No | 2020 | 2021-06-14 | 11225 | 40.6675 | -73.9618 | 355 | 177 | 3337842 | 3011830001 | park-cemetery-etc-Brooklyn
35 | DCLA | Brooklyn Botanic Garden Palm House | 1000 Washington Ave | Brooklyn | ï¿½ | [10 empty] | Not Solar-Ready | No | 21,000 GSF | Good | Unknown | No | 2020 | 2021-06-14 | 11225 | 40.6675 | -73.9618 | 355 | 177 | 3337842 | 3011830001 | park-cemetery-etc-Brooklyn
35 | DCLA | Brooklyn Botanic Garden Service Garage | 1000 Washington Ave | Brooklyn | ï¿½ | [10 empty] | Not Solar-Ready | No | 42,000 GSF | Good | Unknown | No | 2020 | 2021-06-14 | 11225 | 40.6675 | -73.9618 | 355 | 177 | 3337842 | 3011830001 | park-cemetery-etc-Brooklyn
35 | DCLA | Brooklyn Museum | 200 Eastern Pkwy | Brooklyn | ï¿½ | [10 empty] | Not Solar-Ready | No | 550,409 GSF | Between Good and Fair | > 20 years | No | 2020 | 2021-06-14 | 11238 | 40.6718 | -73.963 | 355 | 177 | 3029667 | 3011830026 | park-cemetery-etc-Brooklyn
35 | DCLA | Comfort Station | 1000 Washington Ave | Brooklyn | ï¿½ | [10 empty] | Not Solar-Ready | No | 45,000 GSF | Unknown | Unknown | No | 2020 | 2021-06-14 | 11225 | 40.6675 | -73.9618 | 355 | 177 | 3337842 | 3011830001 | park-cemetery-etc-Brooklyn
35 | DCLA | Visitor Center | 1000 Washington Ave | Brooklyn | ï¿½ | [10 empty] | Not Solar-Ready | No | 21,000 GSF | Good | Unknown | No | 2020 | 2021-06-14 | 11225 | 40.6675 | -73.9618 | 355 | 177 | 3337842 | 3011830001 | park-cemetery-etc-Brooklyn
35 | DEP | BPS Hazmat Citywide Field Operations | 82 Emerson Pl | Brooklyn | EJA | [10 empty] | Not Solar-Ready | No | 11,500 GSF | Between Fair and Poor | 5 to 9 years | No | 2020 | 2021-06-14 | 11205 | 40.6951 | -73.9625 | 302 | 191 | 3054607 | 3018940038 | Clinton Hill
35 | DHS | BRC Women's Shelter | 85 Lexington Ave | Brooklyn | ï¿½ | [10 empty] | Not Solar-Ready | No | 17,000 GSF | Unknown | Unknown | No | 2020 | 2021-06-14 | 11238 | 40.6868 | -73.9586 | 303 | 233 | 3056327 | 3019670068 | Bedford
35 | DOE | K009 | 80 Underhill Ave | Brooklyn | ï¿½ | [10 empty] | Not Solar-Ready | No | 116,000 GSF | Fair | > 20 years | No | 2020 | 2021-06-14 | 11238 | 40.6783 | -73.9655 | 308 | 205 | 3028204 | 3011450026 | Prospect Heights
35 | DOE | K011 | 419 Waverly Ave | Brooklyn | ï¿½ | [10 empty] | Not Solar-Ready | No | 99,600 GSF | Fair | > 20 years | No | 2020 | 2021-06-14 | 11238 | 40.6855 | -73.9663 | 302 | 199 | 3332865 | 3019620010 | Clinton Hill
35 | DOE | K056 | 170 Gates Ave | Brooklyn | EJA | [10 empty] | Not Solar-Ready | No | 100,800 GSF | Poor | > 20 years | No | 2020 | 2021-06-14 | 11238 | 40.685 | -73.9607 | 302 | 231 | 3056874 | 3019830010 | Clinton Hill
35 | DOE | K067 | 51 Saint Edwards St | Brooklyn | EJA | [10 empty] | Not Solar-Ready | No | 138,125 GSF | Between Good and Fair | 10 to 14 years | No | 2020 | 2021-06-14 | 11205 | 40.6956 | -73.9782 | 302 | 2901 | 3332507 | 3020390002 | Fort Greene
35 | DOE | K085 | 510 Clermont Ave | Brooklyn | EJA | [10 empty] | Not Solar-Ready | No | 61,200 GSF | Fair | > 20 years | No | 2020 | 2021-06-14 | 11238 | 40.6825 | -73.9688 | 302 | 179 | 3057521 | 3020080001 | Fort Greene
35 | DOE | K113 | 300 Adelphi St | Brooklyn | ï¿½ | [10 empty] | Not Solar-Ready | No | 147,000 GSF | Fair | > 20 years | No | 2020 | 2021-06-14 | 11205 | 40.6888 | -73.971 | 302 | 181 | 3059051 | 3021030004 | Fort Greene
35 | DOE | K161 | 330 Crown St | Brooklyn | EJA | [10 empty] | Not Solar-Ready | No | 93,600 GSF | Between Fair and Poor | > 20 years | No | 2020 | 2021-06-14 | 11225 | 40.6662 | -73.949 | 309 | 319 | 3034181 | 3012970026 | Crown Heights South
35 | DOE | K167 | 1025 Eastern Pkwy | Brooklyn | EJA | [10 empty] | Not Solar-Ready | No | 77,000 GSF | Under Construction | Under Construction | No | 2020 | 2021-06-14 | 11213 | 40.669 | -73.9346 | 308 | 353 | 3037303 | 3013890035 | Crown Heights North
35 | DOE | K241 | 976 President St | Brooklyn | EJA | [10 empty] | Not Solar-Ready | No | 79,453 GSF | Fair | > 20 years | No | 2020 | 2021-06-14 | 11225 | 40.6693 | -73.9607 | 309 | 213 | 3378160 | 3011880001 | Crown Heights South
35 | DOE | K265 | 101 Park Ave | Brooklyn | EJA | [10 empty] | Not Solar-Ready | No | 166,800 GSF | Fair | 10 to 14 years | No | 2020 | 2021-06-14 | 11205 | 40.6963 | -73.9758 | 302 | 211 | 3057942 | 3020280001 | Fort Greene
35 | DOE | K270 | 241 Emerson Pl | Brooklyn | EJA | [10 empty] | Not Solar-Ready | No | 86,400 GSF | Fair | > 20 years | No | 2020 | 2021-06-14 | 11205 | 40.6902 | -73.9615 | 302 | 193 | 3055378 | 3019330102 | Clinton Hill
35 | DOE | K316 | 750 Classon Ave | Brooklyn | ï¿½ | [10 empty] | Not Solar-Ready | No | 83,000 GSF | Between Fair and Poor | > 20 years | No | 2020 | 2021-06-14 | 11238 | 40.6744 | -73.9603 | 308 | 215 | 3029246 | 3011670018 | Prospect Heights
35 | DOE | K320 | 46 Mckeever Pl | Brooklyn | EJA | [10 empty] | Not Solar-Ready | No | 158,000 GSF | Fair | > 20 years | No | 2020 | 2021-06-14 | 11225 | 40.665 | -73.959 | 309 | 325 | 3034356 | 3013010001 | Crown Heights South
35 | DOE | K590 | 1186 Carroll St | Brooklyn | EJA | [10 empty] | Not Solar-Ready | No | 126,000 GSF | Fair | > 20 years | No | 2020 | 2021-06-14 | 11225 | 40.6672 | -73.9512 | 309 | 321 | 3348092 | 3012890025 | Crown Heights South
35 | DOE | K824 | 402 Eastern Pkwy | Brooklyn | EJA | [10 empty] | Not Solar-Ready | No | 57,580 GSF | Fair | > 20 years | No | 2020 | 2021-06-14 | 11225 | 40.6701 | -73.955 | 309 | 323 | 3032886 | 3012670001 | Crown Heights South
35 | DOE | K874 | 227 Sterling Pl | Brooklyn | ï¿½ | [10 empty] | Not Solar-Ready | No | 25,715 GSF | Between Good and Fair | 10 to 14 years | No | 2020 | 2021-06-14 | 11238 | 40.6761 | -73.9704 | 308 | 163 | 3029060 | 3011640057 | Prospect Heights
35 | DOHMH | Fort Greene Health Center | 295 Flatbush Ave Ext | Brooklyn | ï¿½ | [10 empty] | Not Solar-Ready | No | 41,800 GSF | Fair | 10 to 14 years | No | 2020 | 2021-06-14 | 11201 | 40.692 | -73.9825 | 302 | 15 | 3058406 | 3020790021 | DUMBO-Vinegar Hill-Downtown Brooklyn-Boerum Hill
35 | FDNY | Engine Co. 219 and Ladder Co. 105 | 492 Dean St | Brooklyn | ï¿½ | [10 empty] | Not Solar-Ready | No | 10,300 GSF | Poor | > 20 years | No | 2020 | 2021-06-14 | 11217 | 40.6814 | -73.9736 | 308 | 161 | 3027813 | 3011360011 | Prospect Heights
35 | FDNY | Engine Co. 234 and Ladder Co. 123, Batt. 38 | 1352 St. John's Pl | Brooklyn | EJA | [10 empty] | Not Solar-Ready | No | 10,355 GSF | Poor | > 20 years | No | 2020 | 2021-06-14 | 11213 | 40.6707 | -73.9332 | 308 | 351 | 3037055 | 3013840008 | Crown Heights North
35 | HHC | Cumberland Diagnostic and Treatment Center | 100 North Portland Ave | Brooklyn | EJA | [10 empty] | Not Solar-Ready | No | 154,800 GSF | Between Fair and Poor | Unknown | No | 2020 | 2021-06-14 | 11205 | 40.6953 | -73.9762 | 302 | 2901 | 3251647 | 3020390101 | Fort Greene
35 | NYPD | 71st Precinct | 421 Empire Blvd | Brooklyn | EJA | [10 empty] | Not Solar-Ready | No | 24,300 GSF | Good | 10 to 14 years | No | 2020 | 2021-06-14 | 11225 | 40.6641 | -73.9478 | 309 | 331 | 3034563 | 3013100001 | Crown Heights South
35 | NYPD | 77th Precinct Annex | 653 Grand Ave | Brooklyn | EJA | [10 empty] | Not Solar-Ready | No | 12,623 GSF | Poor | > 20 years | No | 2020 | 2021-06-14 | 11238 | 40.6757 | -73.9631 | 308 | 305 | 3028914 | 3011620001 | Crown Heights North
35 | NYPD | 78th Precinct | 65 6th Ave | Brooklyn | ï¿½ | [10 empty] | Not Solar-Ready | No | 34,500 GSF | Fair | 15 to 19 years | No | 2020 | 2021-06-14 | 11217 | 40.6808 | -73.9745 | 306 | 161 | 3027810 | 3011360001 | Prospect Heights
35 | NYPD | 84th Precinct (and Engine Company 207) | 301 Gold St | Brooklyn | ï¿½ | [10 empty] | Not Solar-Ready | No | 50,000 GSF | Fair | 10 to 14 years | No | 2020 | 2021-06-14 | 11201 | 40.6954 | -73.9832 | 302 | 15 | 3000252 | 3001340006 | DUMBO-Vinegar Hill-Downtown Brooklyn-Boerum Hill
35 | NYPD | 88th Precinct | 298 Classon Ave | Brooklyn | EJA | [10 empty] | Not Solar-Ready | No | 18,600 GSF | Poor | > 20 years | No | 2020 | 2021-06-14 | 11205 | 40.6903 | -73.9603 | 302 | 193 | 3055379 | 3019330121 | Clinton Hill
36 | BPL | Macon Branch Library | 361 Lewis Ave | Brooklyn | EJA | [10 empty] | Not Solar-Ready | No | 10,540 GSF | Unknown | Unknown | No | 2020 | 2021-06-14 | 11233 | 40.6832 | -73.9351 | 303 | 295 | 3046408 | 3016650001 | Stuyvesant Heights
36 | DCLA | Brooklyn Children's Museum | 145 Brooklyn Ave | Brooklyn | EJA | [10 empty] | Not Solar-Ready | No | 105,000 GSF | Between Fair and Poor | 10 to 14 years | No | 2020 | 2021-06-14 | 11213 | 40.6748 | -73.9445 | 308 | 341 | 3031049 | 3012290001 | Crown Heights North
36 | DHS | Pamoja House Shelter | 357 Sumner Ave | Brooklyn | EJA | [10 empty] | Not Solar-Ready | No | 235,200 GSF | Fair | > 20 years | No | 2020 | 2021-06-14 | 11221 | 40.685 | -73.9384 | 303 | 275 | 3045367 | 3016490001 | Stuyvesant Heights
36 | DOE | K021 | 180 Chauncey St | Brooklyn | EJA | [10 empty] | Not Solar-Ready | No | 102,000 GSF | Between Good and Fair | 5 to 9 years | No | 2020 | 2021-06-14 | 11233 | 40.6807 | -73.9266 | 303 | 381 | 3047914 | 3016920017 | Crown Heights North
36 | DOE | K025 | 787 Lafayette Ave | Brooklyn | EJA | [10 empty] | Not Solar-Ready | Yes | 102,000 GSF | Good | 2 to 4 years | No | 2020 | 2021-06-14 | 11221 | 40.691 | -73.9413 | 303 | 281 | 3049858 | 3017870014 | Stuyvesant Heights
36 | DOE | K033 | 70 Tompkins Ave | Brooklyn | EJA | [10 empty] | Not Solar-Ready | No | 146,000 GSF | Fair | > 20 years | No | 2020 | 2021-06-14 | 11206 | 40.6972 | -73.9466 | 303 | 257 | 3048517 | 3017430018 | Bedford
36 | DOE | K059 | 211 Throop Ave | Brooklyn | EJA | [10 empty] | Not Solar-Ready | No | 96,000 GSF | Fair | > 20 years | No | 2020 | 2021-06-14 | 11206 | 40.6967 | -73.9437 | 303 | 28502 | 3048546 | 3017490001 | Stuyvesant Heights
36 | DOE | K081 | 990 Dekalb Ave | Brooklyn | EJA | [10 empty] | Not Solar-Ready | No | 109,000 GSF | Fair | 15 to 19 years | No | 2020 | 2021-06-14 | 11221 | 40.6932 | -73.9358 | 303 | 289 | 3043248 | 3016020019 | Stuyvesant Heights
36 | DOE | K093 | 31 New York Ave | Brooklyn | EJA | [10 empty] | Not Solar-Ready | No | 92,400 GSF | Fair | > 20 years | No | 2020 | 2021-06-14 | 11216 | 40.6791 | -73.9468 | 303 | 247 | 3053993 | 3018680007 | Crown Heights North
36 | DOE | K138 | 760 Prospect Pl | Brooklyn | EJA | [10 empty] | Not Solar-Ready | No | 177,600 GSF | Between Fair and Poor | > 20 years | No | 2020 | 2021-06-14 | 11216 | 40.6744 | -73.9514 | 308 | 31701 | 3330794 | 3012330026 | Crown Heights North
36 | DOE | K148 | 185 Ellery St | Brooklyn | EJA | [10 empty] | Not Solar-Ready | No | 104,400 GSF | Fair | > 20 years | No | 2020 | 2021-06-14 | 11206 | 40.6989 | -73.945 | 303 | 257 | 3048352 | 3017260014 | Bedford
36 | DOE | K210 | 188 Rochester Ave | Brooklyn | EJA | [10 empty] | Not Solar-Ready | Yes | 108,000 GSF | Fair | 10 to 14 years | No | 2020 | 2021-06-14 | 11213 | 40.6728 | -73.928 | 308 | 347 | 3036289 | 3013670022 | Crown Heights North
36 | DOE | K243 | 1580 Dean St | Brooklyn | EJA | [10 empty] | Not Solar-Ready | No | 92,000 GSF | Between Fair and Poor | > 20 years | No | 2020 | 2021-06-14 | 11213 | 40.6761 | -73.9357 | 308 | 309 | 3035761 | 3013470001 | Crown Heights North
36 | DOE | K256 | 114 Kosciusko St | Brooklyn | EJA | [10 empty] | Not Solar-Ready | No | 106,800 GSF | Between Good and Fair | > 20 years | No | 2020 | 2021-06-14 | 11216 | 40.6907 | -73.9504 | 303 | 253 | 3049769 | 3017840020 | Bedford
36 | DOE | K258 | 141 Macon St | Brooklyn | EJA | [10 empty] | Not Solar-Ready | No | 142,000 GSF | Fair | > 20 years | No | 2020 | 2021-06-14 | 11216 | 40.6816 | -73.9454 | 303 | 269 | 3053075 | 3018450001 | Bedford
36 | DOE | K262 | 500 Macon St | Brooklyn | EJA | [10 empty] | Not Solar-Ready | No | 98,400 GSF | Between Good and Fair | > 20 years | No | 2020 | 2021-06-14 | 11233 | 40.6832 | -73.9308 | 303 | 297 | 3046876 | 3016710019 | Crown Heights North
36 | DOE | K289 | 900 St. Marks Ave | Brooklyn | EJA | [10 empty] | Not Solar-Ready | No | 115,200 GSF | Fair | 10 to 14 years | No | 2020 | 2021-06-14 | 11213 | 40.6748 | -73.9426 | 308 | 341 | 3031050 | 3012290028 | Crown Heights North
36 | DOE | K297 | 700 Park Ave | Brooklyn | EJA | [10 empty] | Not Solar-Ready | No | 79,000 GSF | Fair | > 20 years | No | 2020 | 2021-06-14 | 11206 | 40.6978 | -73.9478 | 303 | 257 | 3048508 | 3017390011 | Bedford
36 | DOE | K304 | 280 Hart St | Brooklyn | EJA | [10 empty] | Not Solar-Ready | No | 109,200 GSF | Under Construction | Under Construction | No | 2020 | 2021-06-14 | 11206 | 40.6941 | -73.9407 | 303 | 281 | 3049420 | 3017730014 | Stuyvesant Heights
36 | DOE | K305 | 344 Monroe St | Brooklyn | EJA | [10 empty] | Not Solar-Ready | No | 89,000 GSF | Fair | > 20 years | No | 2020 | 2021-06-14 | 11216 | 40.6861 | -73.9452 | 303 | 265 | 3051458 | 3018190014 | Bedford
36 | DOE | K308 | 616 Quincy St | Brooklyn | EJA | [10 empty] | Not Solar-Ready | No | 70,800 GSF | Poor | > 20 years | No | 2020 | 2021-06-14 | 11221 | 40.6887 | -73.9355 | 303 | 293 | 3044493 | 3016300001 | Stuyvesant Heights
36 | DOE | K390 | 1224 Park Pl | Brooklyn | EJA | [10 empty] | Not Solar-Ready | No | 150,000 GSF | Between Fair and Poor | 15 to 19 years | No | 2020 | 2021-06-14 | 11213 | 40.6727 | -73.9369 | 308 | 343 | 3036405 | 3013700029 | Crown Heights North
36 | DOE | K458 | 832 Marcy Ave | Brooklyn | EJA | [10 empty] | Not Solar-Ready | No | 213,600 GSF | Fair | > 20 years | No | 2020 | 2021-06-14 | 11216 | 40.685 | -73.9472 | 303 | 249 | 3051641 | 3018230038 | Bedford
36 | DOE | K625 | 150 Albany Ave | Brooklyn | EJA | [10 empty] | Not Solar-Ready | No | 175,200 GSF | Under Construction | Under Construction | No | 2020 | 2021-06-14 | 11213 | 40.6756 | -73.9388 | 308 | 311 | 3030553 | 3012160046 | Crown Heights North
36 | DOE | K743 | 475 Nostrand Ave | Brooklyn | EJA | [10 empty] | Not Solar-Ready | No | 86,575 GSF | Poor | > 20 years | No | 2020 | 2021-06-14 | 11216 | 40.6812 | -73.9497 | 303 | 249 | 3053020 | 3018440001 | Bedford
36 | DOE | K853 | 234 Herkimer St | Brooklyn | EJA | [10 empty] | Not Solar-Ready | No | Unknown | Poor | 10 to 14 years | No | 2020 | 2021-06-14 | 11216 | 40.6794 | -73.9453 | 303 | 247 | 3323075 | 3018680028 | Crown Heights North
36 | DOE | K867 | 960 Prospect Pl | Brooklyn | EJA | [10 empty] | Not Solar-Ready | No | 10,800 GSF | Fair | > 20 years | No | 2020 | 2021-06-14 | 11213 | 40.674 | -73.9451 | 308 | 341 | 3031296 | 3012350037 | Crown Heights North
36 | DOHMH | Bedford Health Center | 485 Throop Ave | Brooklyn | EJA | [10 empty] | Not Solar-Ready | No | 37,766 GSF | Unknown | 15 to 19 years | No | 2020 | 2021-06-14 | 11221 | 40.6857 | -73.9415 | 303 | 277 | 3051782 | 3018260001 | Stuyvesant Heights
36 | DOHMH | Crown Heights Health Center | 1218 Prospect Pl | Brooklyn | EJA | [10 empty] | Not Solar-Ready | No | 15,805 GSF | Poor | 15 to 19 years | No | 2020 | 2021-06-14 | 11213 | 40.6735 | -73.9358 | 308 | 345 | 3036147 | 3013650009 | Crown Heights North
36 | DPR | Kosciuszko Pool House | 670 Marcy Ave | Brooklyn | EJA | [10 empty] | Not Solar-Ready | No | 13,400 GSF | Poor | > 20 years | No | 2020 | 2021-06-14 | 11216 | 40.6914 | -73.9484 | 303 | 253 | 3255870 | 3017790027 | Bedford
36 | DPR | Prospect Park Maintenance Facility | Prospect Park West at 7th St | Brooklyn | ï¿½ | [10 empty] | Not Solar-Ready | No | 34,100 GSF | Between Fair and Poor | 2 to 4 years | Planned Green Roof, Existing Cool Roof | 2020 | 2021-06-14
36 | DPR | St. Johns Recreation Center | 1251 Prospect Pl | Brooklyn | EJA | [10 empty] | Not Solar-Ready | Yes | 35,736 GSF | Fair | 15 to 19 years | Existing Green Roof, Planned Green Roof | 2020 | 2021-06-14 | 11213 | 40.6735 | -73.9348 | 308 | 345 | 3393257 | 3013530001 | Crown Heights North
36 | DSNY | Brooklyn North 8 District Garage | 1760 Atlantic Ave | Brooklyn | EJA | [10 empty] | Not Solar-Ready | No | 31,000 GSF | Poor | > 20 years | No | 2020 | 2021-06-14 | 11213 | 40.6775 | -73.932 | 308 | 309 | 3330693 | 3013360018 | Crown Heights North
36 | HHC | Woodhull Medical and Mental Health Center | 760 Broadway | Brooklyn | ï¿½ | [10 empty] | Not Solar-Ready | No | 1,071,600 GSF | Between Fair and Poor | > 20 years | No | 2020 | 2021-06-14 | 11206 | 40.7005 | -73.9416 | 303 | 28501 | 3048341 | 3017230001 | Bushwick South
36 | NYPD | 77th Precinct | 127 Utica Ave | Brooklyn | EJA | [10 empty] | Not Solar-Ready | Yes | 45,102 GSF | Unknown | 10 to 14 years | No | 2020 | 2021-06-14 | 11213 | 40.6745 | -73.9306 | 308 | 307 | 3035883 | 3013550001 | Crown Heights North
36 | NYPD | 79th Precinct | 263 Tompkins Ave | Brooklyn | EJA | [10 empty] | Not Solar-Ready | No | 33,540 GSF | Good | 10 to 14 years | No | 2020 | 2021-06-14 | 11216 | 40.689 | -73.945 | 303 | 263 | 3050453 | 3018000003 | Bedford
37 | ACS | Labor and Industry for Education Inc. | 1375 Bushwick Ave | Brooklyn | EJA | [10 empty] | Not Solar-Ready | No | 27,100 GSF | Poor | Unknown | No | 2020 | 2021-06-14 | 11207 | 40.6852 | -73.9105 | 304 | 403 | 3079655 | 3034330005 | Bushwick South
37 | ACS | Labor and Industry for Education Inc. | 1375 Bushwick Ave | Brooklyn | EJA | [10 empty] | Not Solar-Ready | No | 27,100 GSF | Unknown | Unknown | No | 2020 | 2021-06-14 | 11207 | 40.6852 | -73.9105 | 304 | 403 | 3079655 | 3034330005 | Bushwick South
37 | DHS | Bushwick Family Residence | 1675 Broadway | Brooklyn | EJA | [10 empty] | Not Solar-Ready | No | 27,528 GSF | Fair | 15 to 19 years | No | 2020 | 2021-06-14 | 11207 | 40.6842 | -73.9127 | 304 | 401 | 3319581 | 3034260005 | Bushwick South
37 | DHS | HELP Women's Center Shelter | 116 Williams Ave | Brooklyn | EJA | [10 empty] | Not Solar-Ready | No | 55,976 GSF | Fair | 15 to 19 years | No | 2020 | 2021-06-14 | 11207 | 40.6734 | -73.9001 | 305 | 1144 | 3083637 | 3036990001 | East New York (Pennsylvania Ave)
37 | DOE | K007 | 858 Jamaica Ave | Brooklyn | EJA | [10 empty] | Not Solar-Ready | No | 110,515 GSF | Poor | > 20 years | No | 2020 | 2021-06-14 | 11208 | 40.6897 | -73.8731 | 305 | 118201 | 3090998 | 3041060039 | Cypress Hills-City Line
37 | DOE | K045 | 84 Schaefer St | Brooklyn | EJA | [10 empty] | Not Solar-Ready | No | 141,600 GSF | Fair | 10 to 14 years | No | 2020 | 2021-06-14 | 11207 | 40.6867 | -73.9107 | 304 | 401 | 3079428 | 3034270011 | Bushwick South
37 | DOE | K073 | 251 Mac Dougal St | Brooklyn | EJA | [10 empty] | Not Solar-Ready | No | 98,000 GSF | Good | 2 to 4 years | No | 2020 | 2021-06-14 | 11233 | 40.6803 | -73.9106 | 316 | 369 | 3041561 | 3015280001 | Ocean Hill
37 | DOE | K086 | 220 Irving Ave | Brooklyn | EJA | [10 empty] | Not Solar-Ready | No | 37,000 GSF | Between Good and Fair | 5 to 9 years | No | 2020 | 2021-06-14 | 11237 | 40.7008 | -73.9175 | 304 | 431 | 3075109 | 3032890027 | Bushwick North
37 | DOE | K106 | 1328 Putnam Ave | Brooklyn | EJA | [10 empty] | Not Solar-Ready | No | 99,600 GSF | Between Fair and Poor | > 20 years | No | 2020 | 2021-06-14 | 11221 | 40.6939 | -73.9131 | 304 | 435 | 3077286 | 3033770001 | Bushwick North
37 | DOE | K108 | 200 Linwood St | Brooklyn | ï¿½ | [10 empty] | Not Solar-Ready | No | 78,000 GSF | Between Good and Fair | > 20 years | No | 2020 | 2021-06-14 | 11208 | 40.6813 | -73.8841 | 305 | 117202 | 3087131 | 3039260045 | Cypress Hills-City Line
37 | DOE | K116 | 515 Knickerbocker Ave | Brooklyn | ï¿½ | [10 empty] | Not Solar-Ready | No | 60,000 GSF | Good | > 20 years | No | 2020 | 2021-06-14 | 11237 | 40.6978 | -73.9165 | 304 | 433 | 3075909 | 3033170001 | Bushwick North
37 | DOE | K151 | 763 Knickerbocker Ave | Brooklyn | EJA | [10 empty] | Not Solar-Ready | No | 56,000 GSF | Between Fair and Poor | 10 to 14 years | No | 2020 | 2021-06-14 | 11207 | 40.6933 | -73.9086 | 304 | 437 | 3078654 | 3034060001 | Bushwick North
37 | DOE | K155 | 1355 Herkimer St | Brooklyn | EJA | [10 empty] | Not Solar-Ready | Yes | 68,000 GSF | Fair | 10 to 14 years | No | 2020 | 2021-06-14 | 11233 | 40.6774 | -73.9087 | 316 | 369 | 3042263 | 3015520043 | Ocean Hill
37 | DOE | K158 | 400 Ashford St | Brooklyn | EJA | [10 empty] | Not Solar-Ready | No | 102,000 GSF | Fair | > 20 years | No | 2020 | 2021-06-14 | 11207 | 40.6726 | -73.8848 | 305 | 1150 | 3089176 | 3040150001 | East New York
37 | DOE | K214 | 2944 Pitkin Ave | Brooklyn | EJA | [10 empty] | Not Solar-Ready | No | 77,000 GSF | Between Good and Fair | 5 to 9 years | No | 2020 | 2021-06-14 | 11208 | 40.6765 | -73.8632 | 305 | 1202 | 3095254 | 3042430001 | Cypress Hills-City Line
37 | DOE | K291 | 231 Palmetto St | Brooklyn | EJA | [10 empty] | Not Solar-Ready | No | 247,200 GSF | Fair | > 20 years | No | 2020 | 2021-06-14 | 11221 | 40.6954 | -73.9151 | 304 | 433 | 3076460 | 3033430001 | Bushwick North
37 | DOE | K296 | 125 Covert St | Brooklyn | EJA | [10 empty] | Not Solar-Ready | No | 188,400 GSF | Between Good and Fair | > 20 years | No | 2020 | 2021-06-14 | 11207 | 40.6884 | -73.9103 | 304 | 413 | 3079027 | 3034160001 | Bushwick South
37 | DOE | K376 | 194 Harman St | Brooklyn | EJA | [10 empty] | Not Solar-Ready | No | 90,100 GSF | Poor | > 20 years | No | 2020 | 2021-06-14 | 11237 | 40.698 | -73.9207 | 304 | 431 | 3075072 | 3032870001 | Bushwick North
37 | DOE | K383 | 1300 Greene Ave | Brooklyn | EJA | [10 empty] | Not Solar-Ready | No | 211,200 GSF | Fair | > 20 years | No | 2020 | 2021-06-14 | 11237 | 40.6978 | -73.9198 | 304 | 431 | 3075413 | 3032980001 | Bushwick North
37 | DOE | K384 | 242 Cooper St | Brooklyn | EJA | [10 empty] | Not Solar-Ready | No | 123,000 GSF | Fair | > 20 years | No | 2020 | 2021-06-14 | 11207 | 40.6904 | -73.9048 | 304 | 409 | 3080043 | 3034420001 | Bushwick North
37 | DOE | K480 | 400 Irving Ave | Brooklyn | EJA | [10 empty] | Not Solar-Ready | Yes | 202,000 GSF | Under Construction | Under Construction | No | 2020 | 2021-06-14 | 11237 | 40.6972 | -73.9112 | 304 | 435 | 3076908 | 3033650098 | Bushwick North
37 | DOE | K615 | 1 Wells St | Brooklyn | EJA | [10 empty] | Not Solar-Ready | No | 177,000 GSF | Between Fair and Poor | > 20 years | No | 2020 | 2021-06-14 | 11208 | 40.6783 | -73.876 | 305 | 1196 | 3327249 | 3041550075 | East New York
37 | DOE | K660 | 145 Pennsylvania Ave | Brooklyn | EJA | [10 empty] | Not Solar-Ready | No | 180,000 GSF | Between Good and Fair | 10 to 14 years | No | 2020 | 2021-06-14 | 11207 | 40.6741 | -73.8964 | 305 | 1144 | 3083660 | 3037040001 | East New York (Pennsylvania Ave)
37 | DOE | K798 | 696 Jamaica Ave | Brooklyn | EJA | [10 empty] | Not Solar-Ready | No | 97,000 GSF | Fair | 10 to 14 years | No | 2020 | 2021-06-14 | 11208 | 40.6871 | -73.8785 | 305 | 117601 | 3397004 | 3041020019 | Cypress Hills-City Line
37 | DOHMH | Bushwick Health Center | 335 Central Ave | Brooklyn | EJA | [10 empty] | Not Solar-Ready | No | 35,640 GSF | Poor | > 20 years | No | 2020 | 2021-06-14 | 11221 | 40.6947 | -73.9192 | 304 | 417 | 3076115 | 3033240001 | Bushwick South
37 | FDNY | Engine Co. 233 and Ladder Co. 176 | 25 Rockaway Ave | Brooklyn | EJA | [10 empty] | Not Solar-Ready | No | 13,519 GSF | Between Fair and Poor | 15 to 19 years | No | 2020 | 2021-06-14 | 11233 | 40.6826 | -73.9117 | 316 | 369 | 3040990 | 3015120001 | Ocean Hill
37 | FDNY | Engine Co. 271 and Ladder Co. 124, Batt. 28 | 392 Himrod St | Brooklyn | ï¿½ | [10 empty] | Not Solar-Ready | No | 13,108 GSF | Poor | > 20 years | No | 2020 | 2021-06-14 | 11237 | 40.7037 | -73.9163 | 304 | 443 | 3074885 | 3032810022 | Bushwick North
37 | FDNY | Engine Co. 277 and Ladder Co. 112 | 582 Knickerbocker Ave | Brooklyn | EJA | [10 empty] | Not Solar-Ready | No | 15,000 GSF | Poor | > 20 years | No | 2020 | 2021-06-14 | 11221 | 40.6966 | -73.9144 | 304 | 433 | 3076461 | 3033430029 | Bushwick North
37 | FDNY | Engine Co. 332 and Ladder Co. 175 | 165 Bradford St | Brooklyn | EJA | [10 empty] | Not Solar-Ready | No | 11,300 GSF | Unknown | 10 to 14 years | No | 2020 | 2021-06-14 | 11207 | 40.6754 | -73.8929 | 305 | 1198 | 3083579 | 3036910001 | East New York
37 | HRA | Bushwick Multi Service Center (owned) | 1420 Bushwick Ave | Brooklyn | EJA | [10 empty] | Not Solar-Ready | No | 52,000 GSF | Between Good and Fair | > 20 years | No | 2020 | 2021-06-14 | 11207 | 40.6843 | -73.9091 | 304 | 403 | 3080067 | 3034440022 | Bushwick South
37 | NYPD | 83rd Precinct | 480 Knickerbocker Ave | Brooklyn | EJA | [10 empty] | Not Solar-Ready | No | 31,729 GSF | Between Fair and Poor | 10 to 14 years | No | 2020 | 2021-06-14 | 11237 | 40.6985 | -73.9178 | 304 | 433 | 3326387 | 3033070022 | Bushwick North
37 | NYPD | Brooklyn North Boro Command | 179 Wilson Ave | Brooklyn | EJA | [10 empty] | Not Solar-Ready | No | 15,205 GSF | Between Fair and Poor | Unknown | No | 2020 | 2021-06-14 | 11237 | 40.6996 | -73.9237 | 304 | 429 | 3073816 | 3032460005 | Bushwick North
37 | NYPD | Brooklyn North Narcotics | 245 Glenmore Ave | Brooklyn | EJA | [10 empty] | Not Solar-Ready | No | 60,000 GSF | Poor | > 20 years | No | 2020 | 2021-06-14 | 11207 | 40.6724 | -73.9016 | 305 | 1144 | 3083636 | 3036980032 | East New York (Pennsylvania Ave)
38 | ACS | P.A.L. Miccio Day Care Center | 595 Clinton Ave | Brooklyn | EJA | [10 empty] | Not Solar-Ready | No | 27,000 GSF | Unknown | Unknown | No | 2020 | 2021-06-14
38 | BPL | Sunset Park Branch Library | 5108 4th Ave | Brooklyn | EJA | [10 empty] | Not Solar-Ready | No | 12,174 GSF | Between Fair and Poor | 15 to 19 years | No | 2020 | 2021-06-14 | 11220 | 40.6458 | -74.0133 | 307 | 78 | 3013507 | 3007980034 | Sunset Park West
38 | DCLA | AMNH Storage (Space) (Leased In) | 140 58th St Bldg B | Brooklyn | ï¿½ | [10 empty] | Not Solar-Ready | No | 31,000 GSF | Unknown | Unknown | No | 2020 | 2021-06-14 | 11220 | 40.6453 | -74.0229 | 307 | 18 | 3414976 | 3057780001 | Sunset Park West
38 | DOE | K010 | 511 7th Ave | Brooklyn | ï¿½ | [10 empty] | Not Solar-Ready | No | 92,400 GSF | Fair | > 20 years | No | 2020 | 2021-06-14 | 11215 | 40.6611 | -73.9865 | 307 | 149 | 3016509 | 3008690001 | Park Slope-Gowanus
38 | DOE | K015 | 71 Sullivan St | Brooklyn | EJA | [10 empty] | Not Solar-Ready | No | 96,000 GSF | Between Fair and Poor | > 20 years | No | 2020 | 2021-06-14 | 11231 | 40.6773 | -74.0116 | 306 | 53 | 3008585 | 3005660001 | Carroll Gardens-Columbia Street-Red Hook
38 | DOE | K024 | 435 38 St | Brooklyn | EJA | [10 empty] | Not Solar-Ready | No | 110,400 GSF | Between Good and Fair | > 20 years | No | 2020 | 2021-06-14 | 11232 | 40.6526 | -74.0046 | 307 | 84 | 3346119 | 3007010001 | Sunset Park West
38 | DOE | K027 | 27 Huntington St | Brooklyn | ï¿½ | [10 empty] | Not Solar-Ready | No | 110,400 GSF | Fair | > 20 years | No | 2020 | 2021-06-14 | 11231 | 40.6776 | -74.0052 | 306 | 59 | 3008342 | 3005250001 | Carroll Gardens-Columbia Street-Red Hook
38 | DOE | K069 | 6302 9th Ave | Brooklyn | EJA | [10 empty] | Not Solar-Ready | No | 110,400 GSF | Between Good and Fair | > 20 years | No | 2020 | 2021-06-14 | 11220 | 40.6324 | -74.0092 | 310 | 120 | 3387646 | 3057350032 | Sunset Park East
38 | DOE | K088 | 544 7th Ave | Brooklyn | EJA | [10 empty] | Not Solar-Ready | Yes | 142,000 GSF | Fair | > 20 years | No | 2020 | 2021-06-14 | 11215 | 40.66 | -73.9876 | 307 | 147 | 3331276 | 3008800001 | Sunset Park West
38 | DOE | K105 | 1031 59 St | Brooklyn | EJA | [10 empty] | Not Solar-Ready | Yes | 109,000 GSF | Fair | > 20 years | No | 2020 | 2021-06-14 | 11219 | 40.6329 | -74.0037 | 312 | 214 | 3140612 | 3057020001 | Borough Park
38 | DOE | K136 | 4004 4th Ave | Brooklyn | EJA | [10 empty] | Not Solar-Ready | No | 136,300 GSF | Fair | > 20 years | No | 2020 | 2021-06-14 | 11232 | 40.652 | -74.0069 | 307 | 82 | 3010580 | 3007130020 | Sunset Park West
38 | DOE | K169 | 4305 7th Ave | Brooklyn | EJA | [10 empty] | Not Solar-Ready | No | 123,600 GSF | Poor | > 20 years | No | 2020 | 2021-06-14 | 11232 | 40.6463 | -74.0019 | 307 | 92 | 3011002 | 3007320001 | Sunset Park East
38 | DOE | K172 | 825 4th Ave | Brooklyn | EJA | [10 empty] | Not Solar-Ready | No | 56,400 GSF | Fair | > 20 years | No | 2020 | 2021-06-14 | 11232 | 40.6579 | -74.0007 | 307 | 101 | 3009847 | 3006690001 | Sunset Park West
38 | DOE | K227 | 6500 16th Ave | Brooklyn | EJA | [10 empty] | Not Solar-Ready | No | 146,400 GSF | Poor | > 20 years | No | 2020 | 2021-06-14 | 11204 | 40.6219 | -73.995 | 311 | 250 | 3133741 | 3055510018 | Bensonhurst West
38 | DOE | K231 | 360 36 St | Brooklyn | EJA | [10 empty] | Not Solar-Ready | No | 26,400 GSF | Between Good and Fair | 10 to 14 years | No | 2020 | 2021-06-14 | 11232 | 40.6548 | -74.0052 | 307 | 84 | 3337060 | 3006960031 | Sunset Park West
38 | DOE | K314 | 330 59 St | Brooklyn | EJA | [10 empty] | Not Solar-Ready | No | 147,000 GSF | Between Good and Fair | 15 to 19 years | No | 2020 | 2021-06-14 | 11220 | 40.6421 | -74.019 | 307 | 74 | 3016258 | 3008620012 | Sunset Park West
38 | DOE | K371 | 355 37 St | Brooklyn | EJA | [10 empty] | Not Solar-Ready | No | Unknown | Unknown | > 20 years | No | 2020 | 2021-06-14 | 11232 | 40.6543 | -74.0059 | 307 | 84 | 3337059 | 3006960031 | Sunset Park West
38 | DOE | K564 | 153 35th St | Brooklyn | EJA | [10 empty] | Not Solar-Ready | No | 157,000 GSF | Good | 10 to 14 years | No | 2020 | 2021-06-14 | 11232 | 40.6557 | -74.0052 | 307 | 84 | 3394175 | 3006880050 | Sunset Park West
38 | DOE | K845 | 330 18 St | Brooklyn | EJA | [10 empty] | Not Solar-Ready | No | 102,125 GSF | Fair | > 20 years | No | 2020 | 2021-06-14 | 11215 | 40.661 | -73.9883 | 307 | 147 | 3331274 | 3008800001 | Sunset Park West
38 | DOT | Hamilton Ave Asphalt Plant | 448 Hamilton Ave | Brooklyn | ï¿½ | [10 empty] | Not Solar-Ready | No | 31,302 GSF | Poor | 15 to 19 years | No | 2020 | 2021-06-14 | 11232 | 40.6704 | -73.9977 | 307 | 18 | 3336712 | 3006250002 | Sunset Park West
38 | DPR | Sunset Park Recreation Center and Pool House | 4213-4215 7th Ave | Brooklyn | ï¿½ | [10 empty] | Not Solar-Ready | No | 17,000 GSF | Fair | > 20 years | Existing Green Roof, Planned Green Roof | 2020 | 2021-06-14 | 11232 | 40.6468 | -74.0014 | 307 | 92 | 3018264 | 3009240005 | Sunset Park East
38 | DSNY | Brooklyn South 7 and 10 District Garage | 5100 1st Ave | Brooklyn | ï¿½ | [10 empty] | Not Solar-Ready | Yes | 81,268 GSF | Between Fair and Poor | > 20 years | No | 2020 | 2021-06-14 | 11232 | 40.65 | -74.0201 | 307 | 18 | 3000000 | 3007250200 | Sunset Park West
38 | DSNY | Hamilton Avenue Marine Transfer Station | 500 Hamilton Ave | Brooklyn | ï¿½ | [10 empty] | Not Solar-Ready | No | 110,946 GSF | Between Fair and Poor | Unknown | No | 2020 | 2021-06-14 | 11232 | 40.669 | -73.9968 | 307 | 18 | 3336714 | 3006250002 | Sunset Park West
38 | FDNY | Engine Co. 201 and Ladder 114, Batt. 40 | 5113 4th Ave | Brooklyn | EJA | [10 empty] | Not Solar-Ready | No | 17,772 GSF | Poor | > 20 years | No | 2020 | 2021-06-14 | 11220 | 40.6458 | -74.0133 | 307 | 78 | 3414005 | 3007990003 | Sunset Park West
38 | FDNY | Engine Co. 279 and Ladder Co. 131 | 252 Lorraine St | Brooklyn | ï¿½ | [10 empty] | Not Solar-Ready | No | 10,548 GSF | Unknown | 10 to 14 years | No | 2020 | 2021-06-14 | 11231 | 40.6723 | -73.9996 | 306 | 53 | 3008207 | 3004860018 | Carroll Gardens-Columbia Street-Red Hook
38 | NYPD | 42nd Street Warehouse | 234 41st St | Brooklyn | EJA | [10 empty] | Not Solar-Ready | No | 31,569 GSF | Poor | > 20 years | No | 2020 | 2021-06-14 | 11232 | 40.6536 | -74.0108 | 307 | 2 | 3010669 | 3007170061 | Sunset Park West
38 | NYPD | 72nd Precinct | 830 4th Ave | Brooklyn | EJA | [10 empty] | Not Solar-Ready | No | 53,600 GSF | Fair | 15 to 19 years | No | 2020 | 2021-06-14 | 11232 | 40.6581 | -74.0004 | 307 | 101 | 3009843 | 3006680029 | Sunset Park West
38 | NYPD | Applicant Processing Division | 4201 4th Ave | Brooklyn | EJA | [10 empty] | Not Solar-Ready | No | 44,625 GSF | Good | Unknown | No | 2020 | 2021-06-14 | 11232 | 40.6503 | -74.0082 | 307 | 82 | 3010833 | 3007240001 | Sunset Park West
38 | NYPD | Harbor Unit Charlie | 140 58th St Dock | Brooklyn | ï¿½ | [10 empty] | Not Solar-Ready | No | 16,000 GSF | Between Fair and Poor | Unknown | No | 2020 | 2021-06-14 | 11220 | 40.6453 | -74.0229 | 307 | 18 | 3414976 | 3057780001 | Sunset Park West
38 | NYPD | Marine Terminal Storage | 23rd St | Brooklyn | ï¿½ | [10 empty] | Not Solar-Ready | No | 64,811 GSF | Poor | > 20 years | No | 2020 | 2021-06-14
39 | BPL | Borough Park Branch Library | 1265 43rd St | Brooklyn | EJA | [10 empty] | Not Solar-Ready | No | 19,594 GSF | Between Fair and Poor | > 20 years | No | 2020 | 2021-06-14 | 11219 | 40.6389 | -73.9895 | 312 | 224 | 3135907 | 3055980048 | Borough Park
39 | BPL | Carroll Gardens Branch Library | 396 Clinton St | Brooklyn | ï¿½ | [10 empty] | Not Solar-Ready | No | 14,779 GSF | Between Fair and Poor | 15 to 19 years | No | 2020 | 2021-06-14 | 11231 | 40.6833 | -73.9977 | 306 | 67 | 3004336 | 3003380033 | Carroll Gardens-Columbia Street-Red Hook
39 | BPL | Pacific Branch Library | 25 4th Ave | Brooklyn | EJA | [10 empty] | Not Solar-Ready | No | 15,758 GSF | Unknown | Unknown | No | 2020 | 2021-06-14 | 11217 | 40.6837 | -73.9788 | 306 | 12901 | 3018376 | 3009280006 | Park Slope-Gowanus
39 | DHS | Park Slope Armory Shelter | 1402 8th Ave | Brooklyn | ï¿½ | [10 empty] | Not Solar-Ready | No | 109,556 GSF | Fair | > 20 years | No | 2020 | 2021-06-14 | 11215 | 40.6626 | -73.9818 | 306 | 149 | 3026581 | 3011020012 | Park Slope-Gowanus
39 | DOE | K039 | 417 6th Ave | Brooklyn | ï¿½ | [10 empty] | Not Solar-Ready | No | 26,000 GSF | Between Good and Fair | 5 to 9 years | No | 2020 | 2021-06-14 | 11215 | 40.6689 | -73.9832 | 306 | 153 | 3021932 | 3010000001 | Park Slope-Gowanus
39 | DOE | K051 | 350 5th Ave | Brooklyn | ï¿½ | [10 empty] | Not Solar-Ready | No | 135,600 GSF | Fair | > 20 years | No | 2020 | 2021-06-14 | 11215 | 40.672 | -73.9839 | 306 | 135 | 3021057 | 3009810111 | Park Slope-Gowanus
39 | DOE | K077 (K902 Annex) | 62 Park Pl | Brooklyn | ï¿½ | [10 empty] | Not Solar-Ready | No | 37,200 GSF | Good | 2 to 4 years | No | 2020 | 2021-06-14 | 11217 | 40.679 | -73.9765 | 306 | 12902 | 3259250 | 3009410050 | Park Slope-Gowanus
39 | DOE | K107 | 1301 8 Ave | Brooklyn | ï¿½ | [10 empty] | Not Solar-Ready | No | 40,000 GSF | Between Fair and Poor | 10 to 14 years | No | 2020 | 2021-06-14 | 11215 | 40.6633 | -73.9813 | 306 | 167 | 3026517 | 3011010001 | Park Slope-Gowanus
39 | DOE | K124 | 515 4th Ave | Brooklyn | ï¿½ | [10 empty] | Not Solar-Ready | No | 39,600 GSF | Between Fair and Poor | > 20 years | No | 2020 | 2021-06-14 | 11215 | 40.6675 | -73.991 | 306 | 141 | 3023391 | 3010340001 | Park Slope-Gowanus
39 | DOE | K130 | 70 Ocean Pkwy | Brooklyn | ï¿½ | [10 empty] | Not Solar-Ready | No | 60,000 GSF | Poor | > 20 years | No | 2020 | 2021-06-14 | 11218 | 40.6489 | -73.9756 | 307 | 500 | 3124019 | 3053190001 | Windsor Terrace
39 | DOE | K131 | 4305 Ft Hamilton Pkwy | Brooklyn | EJA | [10 empty] | Not Solar-Ready | No | 103,200 GSF | Under Construction | Under Construction | No | 2020 | 2021-06-14 | 11219 | 40.6412 | -73.9935 | 312 | 224 | 3136085 | 3056030001 | Borough Park
39 | DOE | K142 | 610 Henry St | Brooklyn | ï¿½ | [10 empty] | Not Solar-Ready | Yes | 138,000 GSF | Between Good and Fair | 5 to 9 years | No | 2020 | 2021-06-14 | 11231 | 40.6801 | -74.0014 | 306 | 63 | 3336036 | 3003690001 | Carroll Gardens-Columbia Street-Red Hook
39 | DOE | K154 | 1625 11th Ave | Brooklyn | ï¿½ | [10 empty] | Not Solar-Ready | No | 44,000 GSF | Good | 5 to 9 years | No | 2020 | 2021-06-14 | 11215 | 40.6575 | -73.9762 | 307 | 171 | 3121871 | 3052570001 | Windsor Terrace
39 | DOE | K179 | 202 Avenue C | Brooklyn | EJA | [10 empty] | Not Solar-Ready | No | 87,946 GSF | Fair | > 20 years | No | 2020 | 2021-06-14 | 11218 | 40.6405 | -73.9776 | 312 | 488 | 3126001 | 3053710001 | Kensington-Ocean Parkway
39 | DOE | K230 | 1 Albemarle Rd | Brooklyn | EJA | [10 empty] | Not Solar-Ready | No | 87,440 GSF | Fair | > 20 years | No | 2020 | 2021-06-14 | 11218 | 40.645 | -73.9808 | 312 | 498 | 3124109 | 3053230032 | Kensington-Ocean Parkway
39 | DOE | K282 | 180 6th Ave | Brooklyn | EJA | [10 empty] | Not Solar-Ready | No | 104,400 GSF | Fair | > 20 years | No | 2020 | 2021-06-14 | 11217 | 40.6763 | -73.9774 | 306 | 131 | 3019597 | 3009500024 | Park Slope-Gowanus
39 | DOE | K321 | 180 7th Ave | Brooklyn | ï¿½ | [10 empty] | Not Solar-Ready | No | 103,109 GSF | Between Fair and Poor | > 20 years | No | 2020 | 2021-06-14 | 11215 | 40.6715 | -73.9778 | 306 | 155 | 3337516 | 3009710028 | Park Slope-Gowanus
39 | DOE | K460 | 237 Seventh Ave | Brooklyn | ï¿½ | [10 empty] | Not Solar-Ready | No | 314,400 GSF | Between Fair and Poor | 10 to 14 years | No | 2020 | 2021-06-14 | 11215 | 40.6696 | -73.9793 | 306 | 155 | 3025510 | 3010820001 | Park Slope-Gowanus
39 | DOE | K781 | 1053 41 St | Brooklyn | EJA | [10 empty] | Not Solar-Ready | Yes | 48,000 GSF | Fair | 15 to 19 years | No | 2020 | 2021-06-14 | 11219 | 40.6428 | -73.9929 | 312 | 110 | 3328583 | 3055870038 | Sunset Park East
39 | DOE | K902 | 62 Park Pl | Brooklyn | ï¿½ | [10 empty] | Not Solar-Ready | No | 75,000 GSF | Good | 2 to 4 years | No | 2020 | 2021-06-14 | 11217 | 40.679 | -73.9765 | 306 | 12902 | 3259250 | 3009410050 | Park Slope-Gowanus
39 | DPR | LeFrak Center at Lakeside, Recreation Center and Ice Rink | 171 East Dr | Brooklyn | ï¿½ | [10 empty] | Not Solar-Ready | No | 48,590 GSF | Fair | > 20 years | No | 2020 | 2021-06-14 | 11226 | 40.6583 | -73.9633 | 355 | 177 | 3426180 | 3011170001 | park-cemetery-etc-Brooklyn
39 | DPR | Litchfield Villa | 95 Prospect Park West | Brooklyn | ï¿½ | [10 empty] | Not Solar-Ready | No | 12,000 GSF | Poor | > 20 years | No | 2020 | 2021-06-14 | 11215 | 40.6674 | -73.9745 | 355 | 177 | 3339260 | 3011170001 | park-cemetery-etc-Brooklyn
39 | DPR | Prospect Park Zoo | 450 Flatbush Ave | Brooklyn | ï¿½ | [10 empty] | Not Solar-Ready | No | 47,600 GSF | Fair | 15 to 19 years | No | 2020 | 2021-06-14 | 11225 | 40.6657 | -73.9642 | 355 | 177 | 3339261 | 3011170001 | park-cemetery-etc-Brooklyn
39 | FDNY | Engine Co. 282 and Ladder Co. 148 | 4210 12th Ave | Brooklyn | EJA | [10 empty] | Not Solar-Ready | No | 13,756 GSF | Unknown | 15 to 19 years | No | 2020 | 2021-06-14 | 11219 | 40.6402 | -73.9904 | 312 | 224 | 3135859 | 3055970044 | Borough Park
39 | NYPD | 76th Precinct | 191 Union St | Brooklyn | ï¿½ | [10 empty] | Not Solar-Ready | No | 14,984 GSF | Good | > 20 years | No | 2020 | 2021-06-14 | 11231 | 40.6836 | -74.0003 | 306 | 63 | 3004301 | 3003370027 | Carroll Gardens-Columbia Street-Red Hook
40 | DOE | K006 | 43 Snyder Ave | Brooklyn | EJA | [10 empty] | Not Solar-Ready | No | 81,600 GSF | Fair | > 20 years | No | 2020 | 2021-06-14 | 11226 | 40.6486 | -73.9571 | 314 | 794 | 3117230 | 3051030079 | Erasmus
40 | DOE | K061 | 400 Empire Blvd | Brooklyn | EJA | [10 empty] | Not Solar-Ready | No | 168,000 GSF | Between Fair and Poor | 15 to 19 years | No | 2020 | 2021-06-14 | 11225 | 40.664 | -73.9492 | 309 | 329 | 3337872 | 3013160015 | Prospect Lefferts Gardens-Wingate
40 | DOE | K062 | 700 Cortelyou Rd | Brooklyn | ï¿½ | [10 empty] | Not Solar-Ready | No | 159,600 GSF | Fair | > 20 years | No | 2020 | 2021-06-14 | 11218 | 40.6387 | -73.9717 | 312 | 490 | 3126842 | 3053910001 | Kensington-Ocean Parkway
40 | DOE | K092 | 601 Parkside Ave | Brooklyn | EJA | [10 empty] | Not Solar-Ready | No | Unknown | Unknown | > 20 years | No | 2020 | 2021-06-14 | 11226 | 40.656 | -73.9537 | 309 | 802 | 3115866 | 3050490055 | Prospect Lefferts Gardens-Wingate
40 | DOE | K139 | 330 Rugby Rd | Brooklyn | EJA | [10 empty] | Not Solar-Ready | No | 108,000 GSF | Between Good and Fair | 10 to 14 years | No | 2020 | 2021-06-14 | 11226 | 40.6419 | -73.9655 | 314 | 1522 | 3328235 | 3051440064 | Flatbush
40 | DOE | K141 | 655 Parkside Ave | Brooklyn | EJA | [10 empty] | Not Solar-Ready | No | 157,200 GSF | Fair | > 20 years | No | 2020 | 2021-06-14 | 11226 | 40.6562 | -73.9516 | 309 | 802 | 3378201 | 3050500051 | Prospect Lefferts Gardens-Wingate
40 | DOE | K246 | 72 Veronica Pl | Brooklyn | EJA | [10 empty] | Not Solar-Ready | No | 129,665 GSF | Poor | > 20 years | No | 2020 | 2021-06-14 | 11226 | 40.6486 | -73.9528 | 317 | 794 | 3117381 | 3051100025 | Erasmus
40 | DOE | K397 | 490 Fenimore St | Brooklyn | EJA | [10 empty] | Not Solar-Ready | No | 38,400 GSF | Between Good and Fair | 10 to 14 years | No | 2020 | 2021-06-14 | 11203 | 40.6589 | -73.9463 | 309 | 810 | 3107315 | 3048150020 | Prospect Lefferts Gardens-Wingate
40 | DOE | K399 | 2707 Albemarle Rd | Brooklyn | EJA | [10 empty] | Not Solar-Ready | No | 38,400 GSF | Between Good and Fair | > 20 years | No | 2020 | 2021-06-14 | 11226 | 40.648 | -73.9519 | 317 | 824 | 3117396 | 3051110001 | Erasmus
40 | DOE | K465 | 911 Flatbush Ave | Brooklyn | EJA | [10 empty] | Not Solar-Ready | No | 460,800 GSF | Fair | > 20 years | No | 2020 | 2021-06-14 | 11226 | 40.6498 | -73.9586 | 314 | 794 | 3336215 | 3051030010 | Erasmus
40 | DOE | K877 | 35 Snyder Ave | Brooklyn | EJA | [10 empty] | Not Solar-Ready | No | 21,660 GSF | Fair | > 20 years | No | 2020 | 2021-06-14 | 11226 | 40.6486 | -73.9573 | 314 | 794 | 3338996 | 3051030093 | Erasmus
40 | DSNY | Brooklyn North 9 District Garage | 690 New York Ave | Brooklyn | EJA | [10 empty] | Not Solar-Ready | No | 25,725 GSF | Unknown | Unknown | No | 2020 | 2021-06-14 | 11203 | 40.6572 | -73.9474 | 309 | 804 | 3327687 | 3048270039 | Prospect Lefferts Gardens-Wingate
40 | FDNY | Engine Co. 281 and Ladder Co. 147 | 1210 Cortelyou Rd | Brooklyn | EJA | [10 empty] | Not Solar-Ready | No | 10,106 GSF | Poor | 15 to 19 years | No | 2020 | 2021-06-14 | 11218 | 40.6401 | -73.9668 | 314 | 526 | 3118638 | 3051550004 | Flatbush
40 | HHC | Building K | 648 Albany Ave | Brooklyn | EJA | [10 empty] | Not Solar-Ready | No | 61,915 GSF | Between Good and Fair | > 20 years | No | 2020 | 2021-06-14 | 11203 | 40.6584 | -73.9396 | 309 | 808 | 3327679 | 3048120001 | Prospect Lefferts Gardens-Wingate
40 | HHC | Building T | 689 New York Ave | Brooklyn | EJA | [10 empty] | Not Solar-Ready | No | 218,710 GSF | Fair | > 20 years | No | 2020 | 2021-06-14 | 11203 | 40.6572 | -73.9473 | 309 | 808 | 3327725 | 3048290001 | Prospect Lefferts Gardens-Wingate
40 | HHC | Building Z (Powerhouse) | 604 Wintrop St | Brooklyn | EJA | [10 empty] | Not Solar-Ready | No | 25,215 GSF | Between Good and Fair | > 20 years | No | 2020 | 2021-06-14
40 | HHC | Central Laundry | 645 Kingston Ave | Brooklyn | EJA | [10 empty] | Not Solar-Ready | No | 132,355 GSF | Fair | > 20 years | No | 2020 | 2021-06-14 | 11203 | 40.658 | -73.9423 | 309 | 808 | 3329549 | 3048120001 | Prospect Lefferts Gardens-Wingate
40 | HHC | Dr. Susan Smity McKinney Nursing and Rehabilitation Center | 594 Albany Ave | Brooklyn | EJA | [10 empty] | Not Solar-Ready | No | 175,193 GSF | Between Good and Fair | > 20 years | No | 2020 | 2021-06-14 | 11203 | 40.66 | -73.9397 | 309 | 808 | 3327674 | 3048120001 | Prospect Lefferts Gardens-Wingate
40 | HHC | Food Service | 599 Kingston Ave | Brooklyn | EJA | [10 empty] | Not Solar-Ready | No | 50,000 GSF | Between Good and Fair | > 20 years | No | 2020 | 2021-06-14 | 11203 | 40.6589 | -73.9424 | 309 | 808 | 3329549 | 3048120001 | Prospect Lefferts Gardens-Wingate
40 | HHC | Hospital Support Office | 591 Kingston Ave | Brooklyn | EJA | [10 empty] | Not Solar-Ready | No | 50,000 GSF | Between Good and Fair | 10 to 14 years | No | 2020 | 2021-06-14 | 11203 | 40.6591 | -73.9425 | 309 | 808 | 3327678 | 3048120001 | Prospect Lefferts Gardens-Wingate
40 | NYPD | 67th Precinct and Engine Company 248 | 2820 Snyder Ave | Brooklyn | EJA | [10 empty] | Not Solar-Ready | No | 54,056 GSF | Between Fair and Poor | 5 to 9 years | No | 2020 | 2021-06-14 | 11226 | 40.6488 | -73.951 | 317 | 824 | 3117400 | 3051110024 | Erasmus
40 | NYPD | Parade Ground Brooklyn South Task Force (BSTF) HQ | 397 Coney Island Ave | Brooklyn | ï¿½ | [10 empty] | Not Solar-Ready | No | 14,300 GSF | Fair | 15 to 19 years | No | 2020 | 2021-06-14 | 11218 | 40.649 | -73.9716 | 314 | 177 | 3256655 | 3050510001 | park-cemetery-etc-Brooklyn
40 | OCME | Chief Medical Examiner | 599 Winthrop St | Brooklyn | EJA | [10 empty] | Not Solar-Ready | No | 40,950 GSF | Good | 10 to 14 years | No | 2020 | 2021-06-14 | 11203 | 40.6577 | -73.9405 | 309 | 808 | 3397939 | 3048120001 | Prospect Lefferts Gardens-Wingate
41 | ACS | Crossroads Juvenile Center | 17 Bristol St | Brooklyn | EJA | [10 empty] | Not Solar-Ready | No | 210,444 GSF | Between Good and Fair | > 20 years | No | 2020 | 2021-06-14 | 11212 | 40.6707 | -73.9129 | 316 | 924 | 3378202 | 3034980008 | Brownsville
41 | BPL | Brownsville Branch Library | 61 Glenmore Ave | Brooklyn | EJA | [10 empty] | Not Solar-Ready | No | 10,838 GSF | Between Fair and Poor | 2 to 4 years | No | 2020 | 2021-06-14 | 11212 | 40.6713 | -73.9086 | 316 | 906 | 3080669 | 3034890150 | Brownsville
41 | BPL | Saratoga Branch Library | 8 Thomas S. Boyland St | Brooklyn | EJA | [10 empty] | Not Solar-Ready | No | 10,040 GSF | Unknown | Unknown | No | 2020 | 2021-06-14 | 11233 | 40.685 | -73.9149 | 316 | 373 | 3040218 | 3014980035 | Ocean Hill
41 | BPL | Stone Avenue Branch Library | 581 Mother Gaston Blvd | Brooklyn | EJA | [10 empty] | Not Solar-Ready | No | 14,258 GSF | Unknown | 2 to 4 years | No | 2020 | 2021-06-14 | 11212 | 40.6645 | -73.9055 | 316 | 910 | 3084596 | 3037940018 | Brownsville
41 | DOE | K012 | 430 Howard Ave | Brooklyn | EJA | [10 empty] | Not Solar-Ready | No | 97,200 GSF | Fair | > 20 years | No | 2020 | 2021-06-14 | 11233 | 40.6731 | -73.9196 | 316 | 363 | 3039174 | 3014570032 | Ocean Hill
41 | DOE | K040 | 265 Ralph Ave | Brooklyn | EJA | [10 empty] | Not Solar-Ready | No | 121,200 GSF | Fair | 10 to 14 years | No | 2020 | 2021-06-14 | 11233 | 40.6805 | -73.9223 | 303 | 379 | 3041214 | 3015180001 | Stuyvesant Heights
41 | DOE | K055 | 2021 Bergen St | Brooklyn | EJA | [10 empty] | Not Solar-Ready | No | 196,800 GSF | Fair | > 20 years | No | 2020 | 2021-06-14 | 11233 | 40.6741 | -73.9133 | 316 | 36501 | 3038939 | 3014480001 | Ocean Hill
41 | DOE | K091 | 532 Albany Ave | Brooklyn | EJA | [10 empty] | Not Solar-Ready | No | Unknown | Unknown | 10 to 14 years | No | 2020 | 2021-06-14 | 11203 | 40.6619 | -73.9399 | 309 | 806 | 3106599 | 3047940026 | Prospect Lefferts Gardens-Wingate
41 | DOE | K137 | 121 Saratoga Ave | Brooklyn | EJA | [10 empty] | Not Solar-Ready | No | 55,200 GSF | Between Good and Fair | 10 to 14 years | No | 2020 | 2021-06-14 | 11233 | 40.6825 | -73.9171 | 316 | 373 | 3040878 | 3015100001 | Ocean Hill
41 | DOE | K150 | 364 Sackman St | Brooklyn | EJA | [10 empty] | Not Solar-Ready | No | 114,000 GSF | Fair | 10 to 14 years | No | 2020 | 2021-06-14 | 11212 | 40.669 | -73.9047 | 316 | 908 | 3084012 | 3037440009 | Brownsville
41 | DOE | K175 | 226 Bristol St | Brooklyn | EJA | [10 empty] | Not Solar-Ready | No | 106,800 GSF | Fair | > 20 years | No | 2020 | 2021-06-14 | 11212 | 40.6659 | -73.9117 | 316 | 924 | 3081419 | 3035410001 | Brownsville
41 | DOE | K178 | 1784 Park Pl | Brooklyn | EJA | [10 empty] | Not Solar-Ready | No | 93,600 GSF | Under Construction | Under Construction | No | 2020 | 2021-06-14 | 11233 | 40.6717 | -73.9183 | 316 | 363 | 3039391 | 3014670027 | Ocean Hill
41 | DOE | K189 | 1100 East New York Ave | Brooklyn | EJA | [10 empty] | Not Solar-Ready | No | 107,749 GSF | Fair | > 20 years | No | 2020 | 2021-06-14 | 11212 | 40.6656 | -73.9262 | 317 | 892 | 3099537 | 3045990001 | Brownsville
41 | DOE | K191 | 1600 Park Pl | Brooklyn | EJA | [10 empty] | Not Solar-Ready | Yes | 72,000 GSF | Under Construction | Under Construction | No | 2020 | 2021-06-14 | 11233 | 40.672 | -73.9243 | 308 | 359 | 3036635 | 3013750012 | Crown Heights North
41 | DOE | K219 | 1060 Clarkson Ave | Brooklyn | EJA | [10 empty] | Not Solar-Ready | No | 96,000 GSF | Under Construction | Under Construction | No | 2020 | 2021-06-14 | 11212 | 40.6593 | -73.9229 | 317 | 886 | 3101168 | 3046480001 | Rugby-Remsen Village
41 | DOE | K235 | 525 Lenox Rd | Brooklyn | EJA | [10 empty] | Not Solar-Ready | No | 66,000 GSF | Between Good and Fair | 5 to 9 years | No | 2020 | 2021-06-14 | 11203 | 40.6547 | -73.9411 | 317 | 814 | 3107846 | 3048440001 | East Flatbush-Farragut
41 | DOE | K252 | 1084 Lenox Rd | Brooklyn | EJA | [10 empty] | Not Solar-Ready | No | 94,000 GSF | Between Fair and Poor | 15 to 19 years | No | 2020 | 2021-06-14 | 11212 | 40.6583 | -73.9201 | 317 | 886 | 3101840 | 3046690037 | Rugby-Remsen Village
41 | DOE | K263 | 210 Chester St | Brooklyn | EJA | [10 empty] | Not Solar-Ready | No | 131,500 GSF | Fair | > 20 years | No | 2020 | 2021-06-14 | 11212 | 40.6665 | -73.9109 | 316 | 924 | 3081442 | 3035420001 | Brownsville
41 | DOE | K268 | 133 East 53rd St | Brooklyn | EJA | [10 empty] | Not Solar-Ready | No | 86,067 GSF | Fair | > 20 years | No | 2020 | 2021-06-14 | 11203 | 40.6571 | -73.928 | 317 | 866 | 3100292 | 3046230028 | Rugby-Remsen Village
41 | DOE | K271 | 1137 Herkimer St | Brooklyn | EJA | [10 empty] | Not Solar-Ready | No | 228,000 GSF | Between Good and Fair | > 20 years | No | 2020 | 2021-06-14 | 11233 | 40.6778 | -73.9158 | 316 | 301 | 3042157 | 3015500001 | Ocean Hill
41 | DOE | K284 | 213 Osborn St | Brooklyn | EJA | [10 empty] | Not Solar-Ready | Yes | 92,000 GSF | Between Good and Fair | 5 to 9 years | No | 2020 | 2021-06-14 | 11212 | 40.6674 | -73.9082 | 316 | 912 | 3081460 | 3035440135 | Brownsville
41 | DOE | K323 | 210 Chester St | Brooklyn | EJA | [10 empty] | Not Solar-Ready | No | 157,200 GSF | Between Fair and Poor | 10 to 14 years | No | 2020 | 2021-06-14 | 11212 | 40.6665 | -73.9109 | 316 | 924 | 3081442 | 3035420001 | Brownsville
41 | DOE | K356 | 104 Sutter Ave | Brooklyn | EJA | [10 empty] | Not Solar-Ready | No | 187,200 GSF | Fair | > 20 years | No | 2020 | 2021-06-14 | 11212 | 40.666 | -73.9181 | 316 | 900 | 3081276 | 3035350016 | Brownsville
41 | DOE | K391 | 790 East New York Ave | Brooklyn | EJA | [10 empty] | Not Solar-Ready | Yes | 164,000 GSF | Fair | 10 to 14 years | No | 2020 | 2021-06-14 | 11203 | 40.6624 | -73.9364 | 309 | 876 | 3107129 | 3048060001 | Prospect Lefferts Gardens-Wingate
41 | DOE | K396 | 110 Chester St | Brooklyn | EJA | [10 empty] | Not Solar-Ready | No | 85,800 GSF | Fair | > 20 years | No | 2020 | 2021-06-14 | 11212 | 40.6689 | -73.9115 | 316 | 924 | 3081032 | 3035200008 | Brownsville
41 | DOE | K398 | 60 East 94 St | Brooklyn | EJA | [10 empty] | Not Solar-Ready | No | 127,200 GSF | Unknown | Unknown | No | 2020 | 2021-06-14 | 11212 | 40.6636 | -73.927 | 317 | 882 | 3323072 | 3045950015 | Rugby-Remsen Village
41 | DOHMH | Brownsville Health Center | 259 Bristol St | Brooklyn | EJA | [10 empty] | Not Solar-Ready | No | 32,472 GSF | Unknown | 10 to 14 years | No | 2020 | 2021-06-14 | 11212 | 40.6648 | -73.9114 | 316 | 924 | 3081765 | 3035590011 | Brownsville
41 | DPR | Betsy Head Pool House | 694 Thomas S Boyland St | Brooklyn | EJA | [10 empty] | Not Solar-Ready | No | 15,000 GSF | Fair | 15 to 19 years | Planned Green Roof | 2020 | 2021-06-14 | 11212 | 40.6634 | -73.9121 | 316 | 898 | 3081931 | 3035700001 | Brownsville
41 | FDNY | Engine Co. 283 and Division 15 | 885 Howard Ave | Brooklyn | EJA | [10 empty] | Not Solar-Ready | No | 11,898 GSF | Unknown | 15 to 19 years | No | 2020 | 2021-06-14 | 11212 | 40.6609 | -73.9182 | 316 | 894 | 3081953 | 3035800020 | Brownsville
41 | FDNY | Rescue 2 | 1815 Sterling Pl | Brooklyn | ï¿½ | [10 empty] | Not Solar-Ready | No | 21,391 GSF | Good | Unknown | No | 2020 | 2021-06-14 | 11233 | 40.6708 | -73.9187 | 316 | 363 | 3000000 | 3014670022 | Ocean Hill
41 | HRA | Bedford Stuyvesant Multi Service Center (owned) | 1958 Fulton St | Brooklyn | EJA | [10 empty] | Not Solar-Ready | No | 113,668 GSF | Between Fair and Poor | > 20 years | No | 2020 | 2021-06-14 | 11233 | 40.6788 | -73.9204 | 303 | 301 | 3042090 | 3015480019 | Ocean Hill
41 | NYPD | 73rd Precinct | 1470 East New York Ave | Brooklyn | EJA | [10 empty] | Not Solar-Ready | Yes | 50,020 GSF | Between Good and Fair | 10 to 14 years | No | 2020 | 2021-06-14 | 11212 | 40.6711 | -73.9135 | 316 | 924 | 3080735 | 3034970002 | Brownsville
41 | NYPD | 81st Precinct (and Engine Company 222) | 30 Ralph Ave | Brooklyn | EJA | [10 empty] | Not Solar-Ready | No | 39,700 GSF | Good | > 20 years | No | 2020 | 2021-06-14 | 11221 | 40.6895 | -73.924 | 303 | 387 | 3044596 | 3016330039 | Stuyvesant Heights
42 | ACS | Friends of Crown Heights Educational Center | 668 Logan St | Brooklyn | EJA | [10 empty] | Not Solar-Ready | No | 26,070 GSF | Unknown | Unknown | No | 2020 | 2021-06-14 | 11208 | 40.6695 | -73.8749 | 305 | 1118 | 3098472 | 3044570001 | East New York
42 | BPL | East Flatbush Branch Library | 9612 Church Ave | Brooklyn | EJA | [10 empty] | Not Solar-Ready | No | 12,329 GSF | Between Fair and Poor | > 20 years | No | 2020 | 2021-06-14 | 11212 | 40.6558 | -73.9153 | 317 | 890 | 3103597 | 3047170038 | Rugby-Remsen Village
42 | BPL | New Lots Branch Library | 655 New Lots Ave | Brooklyn | EJA | [10 empty] | Not Solar-Ready | No | 24,558 GSF | Between Fair and Poor | 15 to 19 years | No | 2020 | 2021-06-14 | 11207 | 40.665 | -73.886 | 305 | 1124 | 3090726 | 3040900001 | East New York
42 | DEP | Chlorine Contact Tanks 2 | 122-66 Flatlands Ave | Brooklyn | EJA | [10 empty] | Not Solar-Ready | No | 36,240 GSF | Unknown | 10 to 14 years | No | 2020 | 2021-06-14 | 11207 | 40.6548 | -73.8815 | 305 | 1070 | 3000000 | 3044400001 | East New York
42 | DEP | Main Building | 122-66 Flatlands Ave | Brooklyn | EJA | [10 empty] | Not Solar-Ready | No | 33,450 GSF | Unknown | 10 to 14 years | No | 2020 | 2021-06-14 | 11207 | 40.6548 | -73.8815 | 305 | 1070 | 3000000 | 3044400001 | East New York
42 | DEP | Sludge Transfer & Mixing Pump Station A1 | 122-66 Flatlands Ave | Brooklyn | EJA | [10 empty] | Not Solar-Ready | No | 11,560 GSF | Unknown | 10 to 14 years | No | 2020 | 2021-06-14 | 11207 | 40.6548 | -73.8815 | 305 | 1070 | 3000000 | 3044400001 | East New York
42 | DEP | Supplemental Cake Storage Facility | 122-66 Flatlands Ave | Brooklyn | EJA | [10 empty] | Not Solar-Ready | No | 81,760 GSF | Unknown | 10 to 14 years | No | 2020 | 2021-06-14 | 11207 | 40.6548 | -73.8815 | 305 | 1070 | 3000000 | 3044400001 | East New York
42 | DHS | Fannie Barnes (Urban Transitional Housing) | 829 Saratoga Ave | Brooklyn | EJA | [10 empty] | Not Solar-Ready | No | 72,000 GSF | Unknown | Unknown | No | 2020 | 2021-06-14 | 11212 | 40.6605 | -73.9152 | 316 | 894 | 3082035 | 3035830006 | Brownsville
42 | DHS | Flatlands Avenue Residence | 10875 Avenue D | Brooklyn | EJA | [10 empty] | Not Solar-Ready | No | 28,545 GSF | Fair | 15 to 19 years | No | 2020 | 2021-06-14 | 11236 | 40.656 | -73.8992 | 318 | 1098 | 3332519 | 3038710101 | East New York
42 | DHS | Linden Family Residence | 501 New Lots Ave | Brooklyn | EJA | [10 empty] | Not Solar-Ready | No | 12,000 GSF | Unknown | Unknown | No | 2020 | 2021-06-14 | 11207 | 40.6634 | -73.8895 | 305 | 1122 | 3085646 | 3038440001 | East New York (Pennsylvania Ave)
42 | DHS | Rose McCarthy Family Residence | 900 Dumont Ave | Brooklyn | EJA | [10 empty] | Not Solar-Ready | No | 21,600 GSF | Unknown | Unknown | No | 2020 | 2021-06-14 | 11207 | 40.6676 | -73.8854 | 305 | 1124 | 3090430 | 3040770028 | East New York
42 | DHS | Rose McCarthy Family Residence | 882 Dumont Ave | Brooklyn | EJA | [10 empty] | Not Solar-Ready | No | 18,000 GSF | Unknown | Unknown | No | 2020 | 2021-06-14 | 11207 | 40.6675 | -73.8859 | 305 | 1124 | 3090429 | 3040770024 | East New York
42 | DHS | Samaritan Forbell Residence | 338-344 Forbell St | Brooklyn | EJA | [10 empty] | Not Solar-Ready | No | 24,900 GSF | Unknown | Unknown | No | 2020 | 2021-06-14 | 11208 | 40.6742 | -73.863 | 305 | 1200 | 3095610 | 3042580036 | East New York
42 | DOE | K013 | 557 Pennsylvania Ave | Brooklyn | EJA | [10 empty] | Not Solar-Ready | No | 120,000 GSF | Fair | > 20 years | No | 2020 | 2021-06-14 | 11207 | 40.6637 | -73.8938 | 305 | 1126 | 3085070 | 3038230001 | East New York (Pennsylvania Ave)
42 | DOE | K066 | 881 East 96th St | Brooklyn | EJA | [10 empty] | Not Solar-Ready | No | 127,200 GSF | Between Good and Fair | 10 to 14 years | No | 2020 | 2021-06-14 | 11236 | 40.6481 | -73.9069 | 318 | 970 | 3325418 | 3081290060 | Canarsie
42 | DOE | K072 | 605 Shepherd Ave | Brooklyn | EJA | [10 empty] | Not Solar-Ready | No | 148,800 GSF | Fair | > 20 years | No | 2020 | 2021-06-14 | 11208 | 40.6694 | -73.8796 | 305 | 1164 | 3090219 | 3040690001 | East New York
42 | DOE | K159 | 2781 Pitkin Ave | Brooklyn | EJA | [10 empty] | Not Solar-Ready | No | 65,000 GSF | Between Good and Fair | 5 to 9 years | No | 2020 | 2021-06-14 | 11208 | 40.6758 | -73.8695 | 305 | 1200 | 3094735 | 3042160001 | East New York
42 | DOE | K174 | 574 Dumont Ave | Brooklyn | EJA | [10 empty] | Not Solar-Ready | No | 80,000 GSF | Fair | > 20 years | No | 2020 | 2021-06-14 | 11207 | 40.6658 | -73.8977 | 305 | 1130 | 3084617 | 3038020015 | East New York (Pennsylvania Ave)
42 | DOE | K183 | 76 Riverdale Ave | Brooklyn | EJA | [10 empty] | Not Solar-Ready | No | 93,600 GSF | Fair | 10 to 14 years | No | 2020 | 2021-06-14 | 11212 | 40.6602 | -73.9139 | 316 | 896 | 3082253 | 3035970011 | Brownsville
42 | DOE | K184 | 273 Newport St | Brooklyn | EJA | [10 empty] | Not Solar-Ready | No | 94,800 GSF | Between Fair and Poor | > 20 years | No | 2020 | 2021-06-14 | 11212 | 40.66 | -73.9049 | 316 | 918 | 3082391 | 3036060001 | Brownsville
42 | DOE | K218 | 370 Fountain Ave | Brooklyn | EJA | [10 empty] | Not Solar-Ready | No | 151,000 GSF | Between Fair and Poor | > 20 years | No | 2020 | 2021-06-14 | 11208 | 40.6707 | -73.8742 | 305 | 1118 | 3095977 | 3042780001 | East New York
42 | DOE | K233 | 9301 Avenue B | Brooklyn | EJA | [10 empty] | Not Solar-Ready | No | 96,000 GSF | Good | < 2 years | No | 2020 | 2021-06-14 | 11236 | 40.651 | -73.914 | 317 | 930 | 3104990 | 3047530001 | Rugby-Remsen Village
42 | DOE | K260 | 875 Williams Ave | Brooklyn | EJA | [10 empty] | Not Solar-Ready | No | 85,200 GSF | Poor | > 20 years | No | 2020 | 2021-06-14 | 11207 | 40.654 | -73.8949 | 318 | 982 | 3229155 | 3081580035 | Canarsie
42 | DOE | K292 | 301 Vermont St | Brooklyn | EJA | [10 empty] | Not Solar-Ready | No | 163,000 GSF | Fair | 5 to 9 years | No | 2020 | 2021-06-14 | 11207 | 40.672 | -73.8939 | 305 | 1144 | 3083931 | 3037400001 | East New York (Pennsylvania Ave)
42 | DOE | K306 | 970 Vermont St | Brooklyn | EJA | [10 empty] | Not Solar-Ready | No | 112,800 GSF | Poor | > 20 years | No | 2020 | 2021-06-14 | 11207 | 40.656 | -73.8865 | 305 | 1104 | 3097873 | 3043920001 | East New York
42 | DOE | K328 | 330 Alabama Ave | Brooklyn | EJA | [10 empty] | Not Solar-Ready | No | 108,000 GSF | Fair | > 20 years | No | 2020 | 2021-06-14 | 11207 | 40.6682 | -73.8978 | 305 | 1134 | 3084283 | 3037680001 | East New York (Pennsylvania Ave)
42 | DOE | K346 | 1400 Pennsylvania Ave | Brooklyn | EJA | [10 empty] | Not Solar-Ready | No | 147,600 GSF | Fair | 10 to 14 years | No | 2020 | 2021-06-14 | 11239 | 40.6473 | -73.8811 | 305 | 105804 | 3098294 | 3044520025 | Starrett City
42 | DOE | K435 | 400 Pennsylvania Ave | Brooklyn | EJA | [10 empty] | Not Solar-Ready | No | 229,000 GSF | Fair | 15 to 19 years | No | 2020 | 2021-06-14 | 11207 | 40.6675 | -73.8947 | 305 | 1156 | 3084440 | 3037880001 | East New York (Pennsylvania Ave)
42 | DOHMH | Animal Shelter - Brooklyn | 2336 Linden Blvd | Brooklyn | EJA | [10 empty] | Not Solar-Ready | No | 20,500 GSF | Unknown | 15 to 19 years | No | 2020 | 2021-06-14 | 11208 | 40.6643 | -73.8773 | 305 | 1116 | 3097756 | 3043630001 | East New York
42 | DPR | Brownsville Recreation Center | 1555 Linden Blvd | Brooklyn | EJA | [10 empty] | Not Solar-Ready | No | 72,000 GSF | Fair | 5 to 9 years | Existing Green Roof, Planned Green Roof | 2020 | 2021-06-14 | 11212 | 40.6555 | -73.9028 | 316 | 922 | 3085992 | 3038680002 | Brownsville
42 | DSNY | Brooklyn Lot Cleaning and Salt Shed | 803 Forbell St | Brooklyn | EJA | [10 empty] | Not Solar-Ready | No | 421,455 GSF | Between Fair and Poor | Unknown | No | 2020 | 2021-06-14 | 11208 | 40.6646 | -73.8606 | 305 | 1220 | 3099064 | 3045550001 | East New York
42 | DSNY | Brooklyn South 16 District Garage | 922 Georgia Ave | Brooklyn | EJA | [10 empty] | Not Solar-Ready | No | 41,800 GSF | Between Fair and Poor | Unknown | No | 2020 | 2021-06-14 | 11207 | 40.6546 | -73.8898 | 305 | 1104 | 3097871 | 3043880001 | East New York
42 | DSNY | Brooklyn South 17 and 18 District Garage | 10502 Avenue D | Brooklyn | EJA | [10 empty] | Not Solar-Ready | No | 148,473 GSF | Poor | > 20 years | No | 2020 | 2021-06-14 | 11236 | 40.6538 | -73.9015 | 318 | 1098 | 3256921 | 3081380001 | East New York
42 | DSNY | Cioffe Borough Repair Shop | 10601 Avenue D | Brooklyn | EJA | [10 empty] | Not Solar-Ready | No | 59,260 GSF | Poor | > 20 years | No | 2020 | 2021-06-14 | 11236 | 40.6544 | -73.9007 | 318 | 1098 | 3252759 | 3038710001 | East New York
42 | HHC | East New York Diagnostic & Treatment Center | 2094 Pitkin Ave | Brooklyn | EJA | [10 empty] | Not Solar-Ready | No | 72,755 GSF | Between Good and Fair | 15 to 19 years | No | 2020 | 2021-06-14 | 11207 | 40.672 | -73.8952 | 305 | 1144 | 3083929 | 3037380015 | East New York (Pennsylvania Ave)
42 | NYPD | 69th Precinct | 9720 Foster Ave | Brooklyn | EJA | [10 empty] | Not Solar-Ready | No | 15,792 GSF | Between Fair and Poor | 10 to 14 years | No | 2020 | 2021-06-14 | 11236 | 40.6486 | -73.9053 | 318 | 1098 | 3229075 | 3081470026 | East New York
42 | NYPD | 75th Precinct | 1000 Sutter Ave | Brooklyn | EJA | [10 empty] | Not Solar-Ready | No | 30,160 GSF | Fair | 15 to 19 years | No | 2020 | 2021-06-14 | 11208 | 40.6714 | -73.8818 | 305 | 1164 | 3089813 | 3040510016 | East New York
43 | BPL | Bay Ridge Branch Library | 7223 Ridge Blvd | Brooklyn | ï¿½ | [10 empty] | Not Solar-Ready | No | 16,506 GSF | Between Fair and Poor | 15 to 19 years | No | 2020 | 2021-06-14 | 11209 | 40.6339 | -74.0297 | 310 | 66 | 3147279 | 3059070001 | Bay Ridge
43 | BPL | Dyker Branch Library | 8202 13th Ave | Brooklyn | ï¿½ | [10 empty] | Not Solar-Ready | No | 10,521 GSF | Between Fair and Poor | 2 to 4 years | No | 2020 | 2021-06-14 | 11228 | 40.6163 | -74.0116 | 310 | 148 | 3164019 | 3063020036 | Dyker Heights
43 | BPL | New Utrecht Branch Library | 1743 86th St | Brooklyn | EJA | [10 empty] | Not Solar-Ready | No | 22,557 GSF | Unknown | 15 to 19 years | No | 2020 | 2021-06-14 | 11214 | 40.6079 | -74.0036 | 311 | 178 | 3165745 | 3063430064 | Bath Beach
43 | DEP | Dewatering Building | 122-66 Flatlands Ave | Brooklyn | EJA | [10 empty] | Not Solar-Ready | No | 151,256 GSF | Fair | 10 to 14 years | No | 2020 | 2021-06-14 | 11207 | 40.6548 | -73.8815 | 305 | 1070 | 3000000 | 3044400001 | East New York
43 | DEP | Odor Control & Gas Compressor | 6700 Shore Rd | Brooklyn | ï¿½ | [10 empty] | Not Solar-Ready | No | 15,625 GSF | Fair | > 20 years | No | 2020 | 2021-06-14 | 11220 | 40.6418 | -74.0341 | 310 | 34 | 3391506 | 3058350001 | Bay Ridge
43 | DEP | Pump and Power House 1 | 6700 Shore Rd | Brooklyn | ï¿½ | [10 empty] | Not Solar-Ready | No | 25,313 GSF | Fair | > 20 years | No | 2020 | 2021-06-14 | 11220 | 40.6418 | -74.0341 | 310 | 34 | 3391506 | 3058350001 | Bay Ridge
43 | DEP | Pump and Power House 2 | 6700 Shore Rd | Brooklyn | ï¿½ | [10 empty] | Not Solar-Ready | No | 17,188 GSF | Fair | > 20 years | No | 2020 | 2021-06-14 | 11220 | 40.6418 | -74.0341 | 310 | 34 | 3391506 | 3058350001 | Bay Ridge
43 | DEP | Sludge Processing Complex | 6700 Shore Rd | Brooklyn | ï¿½ | [10 empty] | Not Solar-Ready | No | 91,875 GSF | Fair | > 20 years | No | 2020 | 2021-06-14 | 11220 | 40.6418 | -74.0341 | 310 | 34 | 3391506 | 3058350001 | Bay Ridge
43 | DOE | K104 | 9115 5 Ave | Brooklyn | ï¿½ | [10 empty] | Not Solar-Ready | No | 97,000 GSF | Good | > 20 years | No | 2020 | 2021-06-14 | 11209 | 40.6184 | -74.0288 | 310 | 160 | 3154775 | 3060880001 | Bay Ridge
43 | DOE | K112 | 7115 15 Ave | Brooklyn | EJA | [10 empty] | Not Solar-Ready | No | 52,516 GSF | Fair | > 20 years | No | 2020 | 2021-06-14 | 11228 | 40.6198 | -74.0008 | 311 | 190 | 3157760 | 3061800001 | Bensonhurst West
43 | DOE | K127 | 7805 7 Ave | Brooklyn | ï¿½ | [10 empty] | Not Solar-Ready | No | 42,000 GSF | Between Fair and Poor | > 20 years | No | 2020 | 2021-06-14 | 11228 | 40.6241 | -74.0188 | 310 | 206 | 3150481 | 3059730001 | Dyker Heights
43 | DOE | K163 | 1664 Benson Ave | Brooklyn | EJA | [10 empty] | Not Solar-Ready | No | 66,000 GSF | Between Good and Fair | 10 to 14 years | No | 2020 | 2021-06-14 | 11214 | 40.6072 | -74.0072 | 311 | 180 | 3167623 | 3063990026 | Bath Beach
43 | DOE | K170 | 7109 6th Ave | Brooklyn | ï¿½ | [10 empty] | Not Solar-Ready | No | 117,409 GSF | Fair | 10 to 14 years | No | 2020 | 2021-06-14 | 11209 | 40.6308 | -74.0191 | 310 | 134 | 3146921 | 3058990001 | Bay Ridge
43 | DOE | K176 | 1225 69th St | Brooklyn | EJA | [10 empty] | Not Solar-Ready | No | 110,400 GSF | Fair | 10 to 14 years | No | 2020 | 2021-06-14 | 11219 | 40.6246 | -74.0054 | 310 | 196 | 3143190 | 3057740001 | Dyker Heights
43 | DOE | K185 | 8601 Ridge Blvd | Brooklyn | ï¿½ | [10 empty] | Not Solar-Ready | No | 64,800 GSF | Fair | > 20 years | No | 2020 | 2021-06-14 | 11209 | 40.624 | -74.0338 | 310 | 60 | 3153416 | 3060430001 | Bay Ridge
43 | DOE | K201 | 8010 12th Ave | Brooklyn | ï¿½ | [10 empty] | Not Solar-Ready | No | 128,400 GSF | Unknown | Unknown | No | 2020 | 2021-06-14 | 11228 | 40.6187 | -74.0127 | 310 | 166 | 3162973 | 3062780022 | Dyker Heights
43 | DOE | K202 | 982 Hegeman Ave | Brooklyn | ï¿½ | [10 empty] | Not Solar-Ready | No | 114,000 GSF | Poor | > 20 years | No | 2020 | 2021-06-14 | 11208 | 40.6664 | -73.8766 | 305 | 1116 | 3098664 | 3044770001 | East New York
43 | DOE | K229 | 1400 Benson Ave | Brooklyn | EJA | [10 empty] | Not Solar-Ready | No | 101,000 GSF | Fair | 10 to 14 years | No | 2020 | 2021-06-14 | 11228 | 40.611 | -74.0134 | 311 | 170 | 3167212 | 3063910024 | Bath Beach
43 | DOE | K485 | 350 67th St | Brooklyn | ï¿½ | [10 empty] | Not Solar-Ready | No | 72,150 GSF | Fair | > 20 years | No | 2020 | 2021-06-14 | 11220 | 40.6373 | -74.0238 | 310 | 70 | 3144482 | 3058500030 | Bay Ridge
43 | DOE | K490 | 8301 Shore Rd | Brooklyn | ï¿½ | [10 empty] | Not Solar-Ready | No | 323,331 GSF | Under Construction | Under Construction | No | 2020 | 2021-06-14 | 11209 | 40.6279 | -74.04 | 310 | 46 | 3152318 | 3060130001 | Bay Ridge
43 | DSNY | Brooklyn 11 District Garage; BK Boro Office; SW MTS | 380 Bay 41st St | Brooklyn | EJA | [10 empty] | Not Solar-Ready | Yes | 190,000 GSF | Between Fair and Poor | Unknown | No | 2020 | 2021-06-14 | 11214 | 40.5896 | -73.9955 | 311 | 304 | 3378180 | 3069430030 | Bensonhurst East
43 | FDNY | Engine Co. 284 and Ladder Co. 149 | 1157 79th St | Brooklyn | ï¿½ | [10 empty] | Not Solar-Ready | No | 10,350 GSF | Poor | 15 to 19 years | No | 2020 | 2021-06-14 | 11228 | 40.62 | -74.013 | 310 | 202 | 3161800 | 3062540053 | Dyker Heights
43 | NYPD | 62nd Precinct | 1925 Bath Ave | Brooklyn | EJA | [10 empty] | Not Solar-Ready | No | 25,000 GSF | Unknown | 15 to 19 years | No | 2020 | 2021-06-14 | 11214 | 40.6023 | -74.0032 | 311 | 282 | 3167815 | 3064060045 | Bath Beach
44 | BPL | Mapleton Branch Library | 1703 60th St | Brooklyn | EJA | [10 empty] | Not Solar-Ready | No | 19,821 GSF | Unknown | 15 to 19 years | No | 2020 | 2021-06-14 | 11204 | 40.6232 | -73.9891 | 312 | 244 |  |  | Borough Park
44 | BPL | Midwood Branch Library | 975 East 16th St | Brooklyn | ï¿½ | [10 empty] | Not Solar-Ready | No | 15,210 GSF | Unknown | 5 to 9 years | No | 2020 | 2021-06-14 | 11230 | 40.6261 | -73.9606 | 314 | 532 | 3179706 | 3067090054 | Midwood
44 | DOE | K048 | 6015 18th Ave | Brooklyn | EJA | [10 empty] | Not Solar-Ready | No | 60,000 GSF | Between Good and Fair | 5 to 9 years | No | 2020 | 2021-06-14 | 11204 | 40.6219 | -73.9874 | 312 | 244 | 3132140 | 3055190001 | Borough Park
44 | DOE | K096 | 99 Avenue P | Brooklyn | EJA | [10 empty] | Not Solar-Ready | No | 147,600 GSF | Fair | > 20 years | No | 2020 | 2021-06-14 | 11204 | 40.6075 | -73.9847 | 311 | 430 | 3174076 | 3065950033 | Bensonhurst East
44 | DOE | K121 | 5301 20 Ave | Brooklyn | EJA | [10 empty] | Not Solar-Ready | No | 42,000 GSF | Poor | > 20 years | No | 2020 | 2021-06-14 | 11204 | 40.6233 | -73.9788 | 312 | 464 | 3253281 | 3054951101 | Borough Park
44 | DOE | K134- K849, K839 Campus: K849 (Main building) | 4001 18 Ave | Brooklyn | EJA | [10 empty] | Not Solar-Ready | No | 12,000 GSF | Good | 2 to 4 years | No | 2020 | 2021-06-14 | 11218 | 40.6323 | -73.9739 | 314 | 480 | 3127692 | 3054160048 | Flatbush
44 | DOE | K160 | 5105 Ft. Hamilton Pkwy | Brooklyn | EJA | [10 empty] | Not Solar-Ready | No | Unknown | Unknown | 10 to 14 years | No | 2020 | 2021-06-14 | 11219 | 40.6373 | -73.9992 | 312 | 220 | 3138276 | 3056530021 | Borough Park
44 | DOE | K164 | 4211 14th Ave | Brooklyn | EJA | [10 empty] | Not Solar-Ready | No | 90,000 GSF | Between Fair and Poor | > 20 years | No | 2020 | 2021-06-14 | 11219 | 40.6375 | -73.986 | 312 | 232 | 3135976 | 3056000001 | Borough Park
44 | DOE | K177 | 346 Avenue P | Brooklyn | ï¿½ | [10 empty] | Not Solar-Ready | No | 108,000 GSF | Between Good and Fair | 10 to 14 years | No | 2020 | 2021-06-14 | 11204 | 40.6086 | -73.9748 | 311 | 424 | 3175834 | 3066310001 | Bensonhurst East
44 | DOE | K180 | 5601 16th Ave | Brooklyn | EJA | [10 empty] | Not Solar-Ready | No | 145,200 GSF | Fair | > 20 years | No | 2020 | 2021-06-14 | 11204 | 40.627 | -73.9897 | 312 | 470 | 3130809 | 3054920001 | Borough Park
44 | DOE | K192 | 4715 18 Ave | Brooklyn | ï¿½ | [10 empty] | Not Solar-Ready | No | 76,000 GSF | Between Fair and Poor | 10 to 14 years | No | 2020 | 2021-06-14 | 11204 | 40.6293 | -73.98 | 312 | 476 | 3128909 | 3054450001 | Borough Park
44 | DOE | K223 | 4200 16 Ave | Brooklyn | EJA | [10 empty] | Not Solar-Ready | No | 121,000 GSF | Fair | 15 to 19 years | No | 2020 | 2021-06-14 | 11204 | 40.6349 | -73.9815 | 312 | 230 | 3125676 | 3053620021 | Borough Park
44 | DOE | K226 | 6006 23 Ave | Brooklyn | ï¿½ | [10 empty] | Not Solar-Ready | No | 112,800 GSF | Fair | > 20 years | No | 2020 | 2021-06-14 | 11204 | 40.6153 | -73.9763 | 312 | 446 | 3172071 | 3065490024 | Borough Park
44 | DOE | K238 | 1633 East 8 St | Brooklyn | ï¿½ | [10 empty] | Not Solar-Ready | No | 105,600 GSF | Fair | > 20 years | No | 2020 | 2021-06-14 | 11223 | 40.6089 | -73.9651 | 315 | 420 | 3176229 | 3066400013 | Homecrest
44 | DOE | K525 | 1600 Avenue L | Brooklyn | EJA | [10 empty] | Not Solar-Ready | Yes | 375,000 GSF | Good | 15 to 19 years | No | 2020 | 2021-06-14 | 11230 | 40.6205 | -73.9593 | 314 | 768 | 3180673 | 3067340109 | Midwood
44 | DOE | K686 | 50 Avenue P | Brooklyn | ï¿½ | [10 empty] | Not Solar-Ready | No | Unknown | Unknown | Unknown | No | 2020 | 2021-06-14 | 11204 | 40.6073 | -73.9866 | 311 | 428 | 3396829 | 3066180001 | Bensonhurst East
44 | DSNY | Brooklyn 12 District Garage Parking Lot | 5601 19th Ave | Brooklyn | EJA | [10 empty] | Not Solar-Ready | No | 11,220 GSF | Between Fair and Poor | > 20 years | No | 2020 | 2021-06-14 | 11204 | 40.6229 | -73.9828 | 312 | 468 | 3130960 | 3054950001 | Borough Park
44 | DSNY | Brooklyn South 12 District Garage | 5602 19th Ave | Brooklyn | EJA | [10 empty] | Not Solar-Ready | No | 36,010 GSF | Unknown | Unknown | No | 2020 | 2021-06-14 | 11204 | 40.6229 | -73.9828 | 312 | 468 | 3328495 | 3054940089 | Borough Park
44 | NYPD | 70th Precinct | 154 Lawrence Ave | Brooklyn | EJA | [10 empty] | Not Solar-Ready | No | 18,000 GSF | Good | > 20 years | No | 2020 | 2021-06-14 | 11230 | 40.6306 | -73.9737 | 314 | 480 | 3127902 | 3054230021 | Flatbush
45 | BPL | Flatlands Branch Library | 2065 Flatbush Ave | Brooklyn | EJA | [10 empty] | Not Solar-Ready | No | 11,903 GSF | Between Fair and Poor | 15 to 19 years | No | 2020 | 2021-06-14 | 11234 | 40.6195 | -73.9334 | 318 | 650 | 3219626 | 3078680039 | Flatlands
45 | DEP | Spring Creek Auxiliary WPCP | 12820 Flatlands Ave | Brooklyn | EJA | [10 empty] | Not Solar-Ready | No | 220,000 GSF | Between Fair and Poor | Unknown | No | 2020 | 2021-06-14
45 | DOE | K119 | 3829 Avenue K | Brooklyn | EJA | [10 empty] | Not Solar-Ready | No | 62,400 GSF | Between Good and Fair | > 20 years | No | 2020 | 2021-06-14 | 11210 | 40.6257 | -73.9383 | 318 | 734 | 3215816 | 3077860001 | Flatlands
45 | DOE | K193 | 2515 Avenue L | Brooklyn | ï¿½ | [10 empty] | Not Solar-Ready | No | 91,664 GSF | Fair | > 20 years | No | 2020 | 2021-06-14 | 11210 | 40.6215 | -73.9505 | 314 | 754 | 3208461 | 3076250001 | Midwood
45 | DOE | K240 | 2500 Nostrand Ave | Brooklyn | EJA | [10 empty] | Not Solar-Ready | No | 169,200 GSF | Poor | > 20 years | No | 2020 | 2021-06-14 | 11210 | 40.6236 | -73.9463 | 314 | 748 | 3208638 | 3076290030 | Midwood
45 | DOE | K244 | 5404 Tilden Ave | Brooklyn | EJA | [10 empty] | Not Solar-Ready | No | 129,000 GSF | Good | 2 to 4 years | No | 2020 | 2021-06-14 | 11203 | 40.6484 | -73.9259 | 317 | 946 | 3104513 | 3047390001 | Rugby-Remsen Village
45 | DOE | K285 | 5905 Beverly Rd | Brooklyn | EJA | [10 empty] | Not Solar-Ready | No | 144,000 GSF | Fair | > 20 years | No | 2020 | 2021-06-14 | 11203 | 40.6469 | -73.921 | 317 | 936 | 3104599 | 3047440001 | Rugby-Remsen Village
45 | DOE | K405 | 2839 Bedford Ave | Brooklyn | EJA | [10 empty] | Not Solar-Ready | No | 220,000 GSF | Fair | 10 to 14 years | No | 2020 | 2021-06-14 | 11210 | 40.6332 | -73.9529 | 314 | 772 | 3205788 | 3075530041 | Flatbush
45 | DOE | K415 | 5800 Tilden Ave | Brooklyn | EJA | [10 empty] | Not Solar-Ready | No | 247,000 GSF | Between Good and Fair | 15 to 19 years | No | 2020 | 2021-06-14 | 11203 | 40.6487 | -73.9222 | 317 | 936 | 3104598 | 3047420001 | Rugby-Remsen Village
45 | DOE | K729 | 3920 Flatlands Ave | Brooklyn | ï¿½ | [10 empty] | Not Solar-Ready | No | 30,000 GSF | Between Good and Fair | 10 to 14 years | No | 2020 | 2021-06-14 | 11234 | 40.6211 | -73.9355 | 318 | 650 | 3337372 | 3078610025 | Flatlands
45 | DOE | K864 | 3109 Newkirk Ave | Brooklyn | EJA | [10 empty] | Not Solar-Ready | No | 66,426 GSF | Fair | > 20 years | No | 2020 | 2021-06-14 | 11226 | 40.6401 | -73.9473 | 317 | 830 | 3112334 | 3049650001 | East Flatbush-Farragut
45 | FDNY | EMS 58 | 420 East 83rd St | Brooklyn | ï¿½ | [10 empty] | Not Solar-Ready | No | 25,000 GSF | Fair | Unknown | No | 2020 | 2021-06-14 | 11236 | 40.6427 | -73.9175 | 318 | 960 | 3221976 | 3079180114 | Canarsie
45 | NYPD | 63rd Precinct | 1844 Brooklyn Ave | Brooklyn | EJA | [10 empty] | Not Solar-Ready | No | 11,904 GSF | Unknown | 15 to 19 years | No | 2020 | 2021-06-14 | 11210 | 40.6282 | -73.9414 | 318 | 740 | 3207376 | 3075990067 | Flatlands
46 | BPL | Kings Bay Branch Library | 3651 Nostrand Ave | Brooklyn | ï¿½ | [10 empty] | Not Solar-Ready | No | 14,885 GSF | Between Fair and Poor | > 20 years | No | 2020 | 2021-06-14 | 11229 | 40.5948 | -73.9408 | 315 | 572 | 3344555 | 3074051001 | Sheepshead Bay-Gerritsen Beach-Manhattan Beach
46 | DOE | K068 | 956 East 82 St | Brooklyn | EJA | [10 empty] | Not Solar-Ready | No | 184,800 GSF | Between Good and Fair | 10 to 14 years | No | 2020 | 2021-06-14 | 11236 | 40.6356 | -73.9108 | 318 | 956 | 3224947 | 3080180001 | Canarsie
46 | DOE | K078 | 1420 East 68 St | Brooklyn | EJA | [10 empty] | Not Solar-Ready | No | 156,000 GSF | Fair | > 20 years | No | 2020 | 2021-06-14 | 11234 | 40.6212 | -73.9129 | 318 | 69602 | 3236496 | 3083880002 | Georgetown-Marine Park-Bergen Beach-Mill Basin
46 | DOE | K114 | 1077 Remsen Ave | Brooklyn | EJA | [10 empty] | Not Solar-Ready | No | 124,800 GSF | Between Good and Fair | 10 to 14 years | No | 2020 | 2021-06-14 | 11236 | 40.6425 | -73.9085 | 318 | 964 | 3229159 | 3081600022 | Canarsie
46 | DOE | K236 | 6302 Avenue U | Brooklyn | ï¿½ | [10 empty] | Not Solar-Ready | No | 77,000 GSF | Under Construction | Under Construction | No | 2020 | 2021-06-14 | 11234 | 40.616 | -73.913 | 318 | 698 | 3326821 | 3084640001 | Georgetown-Marine Park-Bergen Beach-Mill Basin
46 | DOE | K242 | 100-01 Flatlands Ave | Brooklyn | EJA | [10 empty] | Not Solar-Ready | No | 96,000 GSF | Between Fair and Poor | 15 to 19 years | No | 2020 | 2021-06-14 | 11236 | 40.6452 | -73.8982 | 318 | 974 | 3229773 | 3081880001 | Canarsie
46 | DOE | K277 | 2529 Gerritsen Ave | Brooklyn | ï¿½ | [10 empty] | Not Solar-Ready | No | 52,000 GSF | Fair | 15 to 19 years | No | 2020 | 2021-06-14 | 11229 | 40.5961 | -73.9288 | 318 | 666 | 3242369 | 3085900650 | park-cemetery-etc-Brooklyn
46 | DOE | K366 | 965 East 107th St | Brooklyn | EJA | [10 empty] | Not Solar-Ready | No | 67,000 GSF | Good | 10 to 14 years | No | 2020 | 2021-06-14 | 11236 | 40.6473 | -73.892 | 318 | 984 | 3396940 | 3082150012 | Canarsie
46 | DOE | K724 (K500) | 1600 Rockaway Pkwy | Brooklyn | EJA | [10 empty] | Not Solar-Ready | Yes | 247,000 GSF | Fair | 15 to 19 years | No | 2020 | 2021-06-14 | 11236 | 40.6415 | -73.8983 | 318 | 990 | 3230949 | 3082220001 | Canarsie
46 | DOT | Fleet Services, BK Street Maintenance | 6080 Flatlands Ave | Brooklyn | EJA | [10 empty] | Not Solar-Ready | No | 188,071 GSF | Poor | 15 to 19 years | No | 2020 | 2021-06-14 | 11236 | 40.6335 | -73.9164 | 318 | 998 | 3325350 | 3080120400 | Canarsie
46 | NYPD | NYPD Warehouse | Gateway National Recreation Area | Brooklyn | ï¿½ | [10 empty] | Not Solar-Ready | No | 36,920 GSF | Between Good and Fair | 15 to 19 years | No | 2020 | 2021-06-14
47 | BPL | Coney Island Branch Library and Learning Ctr. | 1901 Mermaid Ave | Brooklyn | EJA | [10 empty] | Not Solar-Ready | No | 12,087 GSF | Between Fair and Poor | 10 to 14 years | No | 2020 | 2021-06-14 | 11224 | 40.5765 | -73.986 | 313 | 326 | 3189001 | 3070190043 | Seagate-Coney Island
47 | DCLA | Aqua Theater | 520 Surf Ave | Brooklyn | EJA | [10 empty] | Not Solar-Ready | No | 18,720 GSF | Unknown | Unknown | No | 2020 | 2021-06-14 | 11224 | 40.5749 | -73.9743 | 313 | 352 | 3421602 | 3086980001 | Seagate-Coney Island
47 | DCLA | Conservation Hall | 506 Surf Ave | Brooklyn | EJA | [10 empty] | Not Solar-Ready | No | 29,491 GSF | Poor | > 20 years | No | 2020 | 2021-06-14 | 11224 | 40.5749 | -73.9741 | 313 | 352 | 3397345 | 3086980001 | Seagate-Coney Island
47 | DCLA | Explore the Shore/Alien Stingers | 510 Surf Ave | Brooklyn | EJA | [10 empty] | Not Solar-Ready | No | 35,883 GSF | Poor | 15 to 19 years | No | 2020 | 2021-06-14 | 11224 | 40.5749 | -73.9742 | 313 | 352 | 3397350 | 3086980001 | Seagate-Coney Island
47 | DCLA | NY Aquarium Campus: Cafe | 508 Surf Ave | Brooklyn | EJA | [10 empty] | Not Solar-Ready | No | 11,620 GSF | Poor | 10 to 14 years | No | 2020 | 2021-06-14 | 11224 | 40.5749 | -73.9741 | 313 | 352 | 3397319 | 3086570001 | Seagate-Coney Island
47 | DCLA | Operations Building | 820 Surf Ave | Brooklyn | EJA | [10 empty] | Not Solar-Ready | No | 21,037 GSF | Fair | 15 to 19 years | No | 2020 | 2021-06-14 | 11224 | 40.5753 | -73.977 | 313 | 352 | 3245159 | 3086970008 | Seagate-Coney Island
47 | DCLA | Osborn Laboratories of Marine Sciences (OLMS) | 502 Surf Ave | Brooklyn | EJA | [10 empty] | Not Solar-Ready | No | 16,945 GSF | Poor | 15 to 19 years | No | 2020 | 2021-06-14 | 11224 | 40.5749 | -73.974 | 313 | 352 | 3397349 | 3086980001 | Seagate-Coney Island
47 | DCLA | Sea Cliffs | 504 Surf Ave | Brooklyn | EJA | [10 empty] | Not Solar-Ready | No | 38,000 GSF | Poor | Unknown | No | 2020 | 2021-06-14 | 11224 | 40.5749 | -73.9741 | 313 | 352 | 3421782 | 3086980001 | Seagate-Coney Island
47 | DOE | K090 | 2840 West 12 St | Brooklyn | EJA | [10 empty] | Not Solar-Ready | No | 74,000 GSF | Good | 5 to 9 years | No | 2020 | 2021-06-14 | 11224 | 40.5783 | -73.9796 | 313 | 350 | 3196558 | 3072660040 | West Brighton
47 | DOE | K128 | 2075 84 St | Brooklyn | EJA | [10 empty] | Not Solar-Ready | No | 63,600 GSF | Between Good and Fair | 10 to 14 years | No | 2020 | 2021-06-14 | 11214 | 40.6049 | -73.9955 | 311 | 288 | 3165232 | 3063290032 | Bensonhurst West
47 | DOE | K188 | 3314 Neptune Ave | Brooklyn | EJA | [10 empty] | Not Solar-Ready | No | 96,000 GSF | Fair | > 20 years | No | 2020 | 2021-06-14 | 11224 | 40.5772 | -74.0002 | 313 | 328 | 3188726 | 3070060001 | Seagate-Coney Island
47 | DOE | K205 | 6701 20 Ave | Brooklyn | EJA | [10 empty] | Not Solar-Ready | No | 110,000 GSF | Under Construction | Under Construction | No | 2020 | 2021-06-14 | 11204 | 40.6153 | -73.9871 | 311 | 256 | 3134749 | 3055710001 | Bensonhurst West
47 | DOE | K212 | 87 Bay 49 St | Brooklyn | ï¿½ | [10 empty] | Not Solar-Ready | No | 77,000 GSF | Good | 15 to 19 years | No | 2020 | 2021-06-14 | 11214 | 40.5876 | -73.9859 | 313 | 314 | 3187407 | 3069170001 | Gravesend
47 | DOE | K215 | 415 Avenue S | Brooklyn | ï¿½ | [10 empty] | Not Solar-Ready | No | 92,400 GSF | Fair | 10 to 14 years | No | 2020 | 2021-06-14 | 11223 | 40.6021 | -73.97 | 315 | 41401 | 3178584 | 3066810169 | Homecrest
47 | DOE | K216 | 350 Avenue X | Brooklyn | ï¿½ | [10 empty] | Not Solar-Ready | No | 92,400 GSF | Between Good and Fair | > 20 years | No | 2020 | 2021-06-14 | 11223 | 40.5906 | -73.97 | 315 | 37401 | 3195175 | 3071960001 | Gravesend
47 | DOE | K228 | 228 Avenue S | Brooklyn | ï¿½ | [10 empty] | Not Solar-Ready | No | 145,200 GSF | Fair | > 20 years | No | 2020 | 2021-06-14 | 11223 | 40.6013 | -73.977 | 311 | 410 | 3190273 | 3070840001 | Bensonhurst East
47 | DOE | K239 | 2401 Neptune Ave | Brooklyn | EJA | [10 empty] | Not Solar-Ready | No | 155,000 GSF | Fair | > 20 years | No | 2020 | 2021-06-14 | 11224 | 40.5782 | -73.992 | 313 | 330 | 3188221 | 3069650140 | Seagate-Coney Island
47 | DOE | K247 | 7000 21 Ave | Brooklyn | EJA | [10 empty] | Not Solar-Ready | No | 66,000 GSF | Between Fair and Poor | > 20 years | No | 2020 | 2021-06-14 | 11204 | 40.6123 | -73.9867 | 311 | 258 | 3157466 | 3061740036 | Bensonhurst West
47 | DOE | K281 | 8787 24 Ave | Brooklyn | EJA | [10 empty] | Not Solar-Ready | No | 183,600 GSF | Fair | > 20 years | No | 2020 | 2021-06-14 | 11214 | 40.5953 | -73.9935 | 311 | 304 | 3186626 | 3068910001 | Bensonhurst East
47 | DOE | K288 | 2950 West 25 St | Brooklyn | EJA | [10 empty] | Not Solar-Ready | No | 82,000 GSF | Poor | > 20 years | No | 2020 | 2021-06-14 | 11224 | 40.5744 | -73.9919 | 313 | 342 | 3189538 | 3070540045 | Seagate-Coney Island
47 | DOE | K303 | 501 West Ave | Brooklyn | ï¿½ | [10 empty] | Not Solar-Ready | Yes | 152,000 GSF | Fair | > 20 years | No | 2020 | 2021-06-14 | 11224 | 40.5825 | -73.9731 | 313 | 354 | 3196292 | 3072500025 | West Brighton
47 | DOE | K540 | 50 Avenue X | Brooklyn | ï¿½ | [10 empty] | Not Solar-Ready | Yes | 350,000 GSF | Between Fair and Poor | 15 to 19 years | No | 2020 | 2021-06-14 | 11223 | 40.5893 | -73.9817 | 313 | 308 | 3194998 | 3071850020 | Gravesend
47 | DOE | K721 | 2075 84 St | Brooklyn | EJA | [10 empty] | Not Solar-Ready | No | Unknown | Unknown | 10 to 14 years | No | 2020 | 2021-06-14 | 11214 | 40.6049 | -73.9955 | 311 | 288 | 3165232 | 3063290032 | Bensonhurst West
47 | DOE | K728 | 2865 W. 19th St | Brooklyn | EJA | [10 empty] | Not Solar-Ready | No | 37,362 GSF | Between Good and Fair | 10 to 14 years | No | 2020 | 2021-06-14 | 11224 | 40.5772 | -73.986 | 313 | 326 | 3329331 | 3070200039 | Seagate-Coney Island
47 | DPR | Abe Stark Ice Rink | 1902 West 19th St | Brooklyn | EJA | [10 empty] | Not Solar-Ready | No | 51,900 GSF | Between Good and Fair | 5 to 9 years | No | 2020 | 2021-06-14
47 | DPR | Poseidon Playground Maintenance Building | 3010 West 25th St | Brooklyn | EJA | [10 empty] | Not Solar-Ready | No | 10,464 GSF | Poor | > 20 years | No | 2020 | 2021-06-14 | 11224 | 40.5732 | -73.9917 | 313 | 340 | 3329347 | 3070690014 | Seagate-Coney Island
48 | CUNY | Academic Village | 1915 Oriental Blvd | Brooklyn | ï¿½ | [10 empty] | Not Solar-Ready | No | 50,435 GSF | Good | 10 to 14 years | No | 2020 | 2021-06-14 | 11235 | 40.5785 | -73.9353 | 315 | 616 | 3326936 | 3087600060 | Sheepshead Bay-Gerritsen Beach-Manhattan Beach
48 | CUNY | Administration Building | 2001 Oriental Blvd | Brooklyn | ï¿½ | [10 empty] | Not Solar-Ready | No | 32,126 GSF | Poor | Unknown | No | 2020 | 2021-06-14 | 11235 | 40.5785 | -73.9349 | 315 | 616 | 3326937 | 3087600060 | Sheepshead Bay-Gerritsen Beach-Manhattan Beach
48 | CUNY | Arts and Sciences Center | 2120 Oriental Blvd | Brooklyn | ï¿½ | [10 empty] | Not Solar-Ready | No | 105,724 GSF | Between Fair and Poor | Unknown | No | 2020 | 2021-06-14 | 11235 | 40.5781 | -73.9327 | 315 | 616 | 3326934 | 3087600060 | Sheepshead Bay-Gerritsen Beach-Manhattan Beach
48 | CUNY | College Center | 1824 Oriental Blvd | Brooklyn | ï¿½ | [10 empty] | Not Solar-Ready | No | 98,604 GSF | Poor | Unknown | No | 2020 | 2021-06-14 | 11235 | 40.5784 | -73.9368 | 315 | 616 | 3347727 | 3087600060 | Sheepshead Bay-Gerritsen Beach-Manhattan Beach
48 | CUNY | Health and Physical Education Center | 1925 Oriental Blvd | Brooklyn | ï¿½ | [10 empty] | Not Solar-Ready | No | 72,282 GSF | Poor | Unknown | No | 2020 | 2021-06-14 | 11235 | 40.5785 | -73.9352 | 315 | 616 | 3347725 | 3087600060 | Sheepshead Bay-Gerritsen Beach-Manhattan Beach
48 | CUNY | Leon M. Goldstein High School for the Sciences | 1830 Shore Blvd | Brooklyn | ï¿½ | [10 empty] | Not Solar-Ready | No | 133,951 GSF | Unknown | 15 to 19 years | No | 2020 | 2021-06-14 | 11235 | 40.5809 | -73.936 | 315 | 616 | 3326938 | 3087600060 | Sheepshead Bay-Gerritsen Beach-Manhattan Beach
48 | CUNY | Marine and Academic Center | 2110 Oriental Blvd | Brooklyn | ï¿½ | [10 empty] | Not Solar-Ready | No | 204,000 GSF | Poor | Unknown | No | 2020 | 2021-06-14 | 11235 | 40.5781 | -73.9332 | 315 | 616 | 3326935 | 3087600060 | Sheepshead Bay-Gerritsen Beach-Manhattan Beach
48 | CUNY | Robert J. Kibbee Library and Media Center | 2000 Oriental Blvd | Brooklyn | ï¿½ | [10 empty] | Not Solar-Ready | No | 122,364 GSF | Poor | 5 to 9 years | No | 2020 | 2021-06-14 | 11235 | 40.5785 | -73.9343 | 315 | 616 | 3348024 | 3087600060 | Sheepshead Bay-Gerritsen Beach-Manhattan Beach
48 | CUNY | Temporary Building #1 (UAPC) | 2085 Oriental Blvd | Brooklyn | ï¿½ | [10 empty] | Not Solar-Ready | No | 19,200 GSF | Poor | Unknown | No | 2020 | 2021-06-14 | 11235 | 40.5781 | -73.933 | 315 | 616 | 3397337 | 3087600060 | Sheepshead Bay-Gerritsen Beach-Manhattan Beach
48 | CUNY | Temporary Building #2 (T-2) | 2065 Oriental Blvd | Brooklyn | ï¿½ | [10 empty] | Not Solar-Ready | No | 36,000 GSF | Poor | Unknown | No | 2020 | 2021-06-14 | 11235 | 40.5781 | -73.9334 | 315 | 616 | 3397338 | 3087600060 | Sheepshead Bay-Gerritsen Beach-Manhattan Beach
48 | CUNY | Temporary Building #3 | 2055 Oriental Blvd | Brooklyn | ï¿½ | [10 empty] | Not Solar-Ready | No | 10,200 GSF | Poor | Unknown | No | 2020 | 2021-06-14 | 11235 | 40.5781 | -73.9336 | 315 | 616 | 3397341 | 3087600060 | Sheepshead Bay-Gerritsen Beach-Manhattan Beach
48 | CUNY | Temporary Building #4 | 2111 Oriental Blvd | Brooklyn | ï¿½ | [10 empty] | Not Solar-Ready | No | 53,718 GSF | Poor | Unknown | No | 2020 | 2021-06-14 | 11235 | 40.5781 | -73.9326 | 315 | 616 | 3397342 | 3087600060 | Sheepshead Bay-Gerritsen Beach-Manhattan Beach
48 | CUNY | Temporary Building #5 | 2100 Oriental Blvd | Brooklyn | ï¿½ | [10 empty] | Not Solar-Ready | No | 17,852 GSF | Poor | Unknown | No | 2020 | 2021-06-14 | 11235 | 40.5781 | -73.9336 | 315 | 616 | 3398439 | 3087600060 | Sheepshead Bay-Gerritsen Beach-Manhattan Beach
48 | CUNY | Temporary Building #6 | 2105 Oriental Blvd | Brooklyn | ï¿½ | [10 empty] | Not Solar-Ready | No | 12,070 GSF | Poor | Unknown | No | 2020 | 2021-06-14 | 11235 | 40.5781 | -73.9327 | 315 | 616 | 3397339 | 3087600060 | Sheepshead Bay-Gerritsen Beach-Manhattan Beach
48 | CUNY | Temporary Building #7 | 2131 Oriental Blvd | Brooklyn | ï¿½ | [10 empty] | Not Solar-Ready | No | 27,072 GSF | Between Fair and Poor | Unknown | No | 2020 | 2021-06-14 | 11235 | 40.5781 | -73.9322 | 315 | 616 | 3397343 | 3087600060 | Sheepshead Bay-Gerritsen Beach-Manhattan Beach
48 | CUNY | West Academic Cluster | 1950 Oriental Blvd | Brooklyn | ï¿½ | [10 empty] | Not Solar-Ready | No | 33,130 GSF | Good | < 2 years | No | 2020 | 2021-06-14 | 11235 | 40.5785 | -73.9349 | 315 | 616 | 3347724 | 3087600060 | Sheepshead Bay-Gerritsen Beach-Manhattan Beach
48 | CUNY | West Academic Cluster - Wing D | 1950 Oriental Blvd | Brooklyn | ï¿½ | [10 empty] | Not Solar-Ready | No | 35,362 GSF | Good | < 2 years | No | 2020 | 2021-06-14 | 11235 | 40.5785 | -73.9349 | 315 | 616 | 3347724 | 3087600060 | Sheepshead Bay-Gerritsen Beach-Manhattan Beach
48 | CUNY | West Academic Cluster - Wing E | 1950 Oriental Blvd | Brooklyn | ï¿½ | [10 empty] | Not Solar-Ready | No | 33,130 GSF | Good | < 2 years | No | 2020 | 2021-06-14 | 11235 | 40.5785 | -73.9349 | 315 | 616 | 3347724 | 3087600060 | Sheepshead Bay-Gerritsen Beach-Manhattan Beach
48 | CUNY | West Academic Cluster - Wing F | 1950 Oriental Blvd | Brooklyn | ï¿½ | [10 empty] | Not Solar-Ready | No | 35,362 GSF | Good | < 2 years | No | 2020 | 2021-06-14 | 11235 | 40.5785 | -73.9349 | 315 | 616 | 3347724 | 3087600060 | Sheepshead Bay-Gerritsen Beach-Manhattan Beach
48 | DEP | Digester Building A1 | 2591 Knapp St | Brooklyn | ï¿½ | [10 empty] | Not Solar-Ready | No | 27,422 GSF | Fair | > 20 years | No | 2020 | 2021-06-14 | 11235 | 40.5909 | -73.9323 | 315 | 628 | 3339298 | 3088370001 | Sheepshead Bay-Gerritsen Beach-Manhattan Beach
48 | DEP | Interim Resident Engineering Plant Personnel Building | 2591 Knapp St | Brooklyn | ï¿½ | [10 empty] | Not Solar-Ready | No | 22,500 GSF | Fair | > 20 years | No | 2020 | 2021-06-14 | 11235 | 40.5909 | -73.9323 | 315 | 628 | 3339298 | 3088370001 | Sheepshead Bay-Gerritsen Beach-Manhattan Beach
48 | DEP | Main Sewage Pump Station | 2591 Knapp St | Brooklyn | ï¿½ | [10 empty] | Not Solar-Ready | No | 40,625 GSF | Fair | > 20 years | No | 2020 | 2021-06-14 | 11235 | 40.5909 | -73.9323 | 315 | 628 | 3339298 | 3088370001 | Sheepshead Bay-Gerritsen Beach-Manhattan Beach
48 | DEP | Plant Admin & Support Facility A1 | 2591 Knapp St | Brooklyn | ï¿½ | [10 empty] | Not Solar-Ready | No | 21,563 GSF | Fair | > 20 years | No | 2020 | 2021-06-14 | 11235 | 40.5909 | -73.9323 | 315 | 628 | 3339298 | 3088370001 | Sheepshead Bay-Gerritsen Beach-Manhattan Beach
48 | DEP | Primary Settling Tanks Odor Control Building | 2591 Knapp St | Brooklyn | ï¿½ | [10 empty] | Not Solar-Ready | No | 14,221 GSF | Poor | > 20 years | No | 2020 | 2021-06-14 | 11235 | 40.5909 | -73.9323 | 315 | 628 | 3339298 | 3088370001 | Sheepshead Bay-Gerritsen Beach-Manhattan Beach
48 | DEP | Pump & Power House A1 | 2591 Knapp St | Brooklyn | ï¿½ | [10 empty] | Not Solar-Ready | No | 18,750 GSF | Fair | > 20 years | No | 2020 | 2021-06-14 | 11235 | 40.5909 | -73.9323 | 315 | 628 | 3339298 | 3088370001 | Sheepshead Bay-Gerritsen Beach-Manhattan Beach
48 | DEP | Return Sludge Pump Station | 2591 Knapp St | Brooklyn | ï¿½ | [10 empty] | Not Solar-Ready | No | 16,375 GSF | Fair | > 20 years | No | 2020 | 2021-06-14 | 11235 | 40.5909 | -73.9323 | 315 | 628 | 3339298 | 3088370001 | Sheepshead Bay-Gerritsen Beach-Manhattan Beach
48 | DEP | Skimming Enclosure Building | 2591 Knapp St | Brooklyn | ï¿½ | [10 empty] | Not Solar-Ready | No | 10,469 GSF | Fair | > 20 years | No | 2020 | 2021-06-14 | 11235 | 40.5909 | -73.9323 | 315 | 628 | 3339298 | 3088370001 | Sheepshead Bay-Gerritsen Beach-Manhattan Beach
48 | DEP | Sludge & Digester Gas Storage Facility A1 | 2591 Knapp St | Brooklyn | ï¿½ | [10 empty] | Not Solar-Ready | No | 21,250 GSF | Fair | > 20 years | No | 2020 | 2021-06-14 | 11235 | 40.5909 | -73.9323 | 315 | 628 | 3339298 | 3088370001 | Sheepshead Bay-Gerritsen Beach-Manhattan Beach
48 | DEP | Thickener Building | 2591 Knapp St | Brooklyn | ï¿½ | [10 empty] | Not Solar-Ready | No | 49,805 GSF | Fair | > 20 years | No | 2020 | 2021-06-14 | 11235 | 40.5909 | -73.9323 | 315 | 628 | 3339298 | 3088370001 | Sheepshead Bay-Gerritsen Beach-Manhattan Beach
48 | DOE | K100 | 2951 West 3 St | Brooklyn | EJA | [10 empty] | Not Solar-Ready | No | 93,600 GSF | Between Fair and Poor | > 20 years | No | 2020 | 2021-06-14 | 11224 | 40.5773 | -73.9713 | 313 | 35602 | 3196595 | 3072810001 | West Brighton
48 | DOE | K153 | 1970 Homecrest Ave | Brooklyn | EJA | [10 empty] | Not Solar-Ready | No | 64,800 GSF | Fair | > 20 years | No | 2020 | 2021-06-14 | 11229 | 40.6016 | -73.9598 | 315 | 556 | 3196677 | 3072910030 | Homecrest
48 | DOE | K195 | 131 Irwin St | Brooklyn | ï¿½ | [10 empty] | Not Solar-Ready | No | 56,400 GSF | Between Good and Fair | 10 to 14 years | No | 2020 | 2021-06-14 | 11235 | 40.5795 | -73.9438 | 315 | 620 | 3246519 | 3087520035 | Sheepshead Bay-Gerritsen Beach-Manhattan Beach
48 | DOE | K197 | 1599 East 22 St | Brooklyn | ï¿½ | [10 empty] | Not Solar-Ready | Yes | 107,000 GSF | Under Construction | Under Construction | No | 2020 | 2021-06-14 | 11210 | 40.6126 | -73.9519 | 314 | 546 | 3182169 | 3067690018 | Midwood
48 | DOE | K199 | 1100 Elm Ave | Brooklyn | EJA | [10 empty] | Not Solar-Ready | No | 82,800 GSF | Between Good and Fair | 10 to 14 years | No | 2020 | 2021-06-14 | 11230 | 40.6166 | -73.9635 | 314 | 768 | 3180761 | 3067400025 | Midwood
48 | DOE | K209 | 2609 East 7 St | Brooklyn | ï¿½ | [10 empty] | Not Solar-Ready | No | 79,793 GSF | Fair | > 20 years | No | 2020 | 2021-06-14 | 11235 | 40.5868 | -73.962 | 313 | 370 | 3196224 | 3072440001 | Brighton Beach
48 | DOE | K253 | 601 Oceanview Ave | Brooklyn | ï¿½ | [10 empty] | Not Solar-Ready | No | 70,000 GSF | Under Construction | Under Construction | No | 2020 | 2021-06-14 | 11235 | 40.5796 | -73.9621 | 313 | 364 | 3244470 | 3086660610 | Brighton Beach
48 | DOE | K255 | 1866 East 17th St | Brooklyn | ï¿½ | [10 empty] | Not Solar-Ready | No | 91,200 GSF | Poor | > 20 years | No | 2020 | 2021-06-14 | 11229 | 40.6043 | -73.9555 | 315 | 558 | 3184034 | 3068210123 | Madison
48 | DOE | K286 | 2525 Haring St | Brooklyn | ï¿½ | [10 empty] | Not Solar-Ready | No | 103,200 GSF | Fair | > 20 years | No | 2020 | 2021-06-14 | 11235 | 40.5911 | -73.9391 | 315 | 596 | 3204767 | 3074470001 | Sheepshead Bay-Gerritsen Beach-Manhattan Beach
48 | DOE | K370 | 3000 West 1st St | Brooklyn | ï¿½ | [10 empty] | Not Solar-Ready | No | 52,800 GSF | Fair | > 20 years | No | 2020 | 2021-06-14 | 11224 | 40.5775 | -73.9695 | 313 | 35602 | 3196587 | 3072740107 | West Brighton
48 | DOE | K535 | 1830 Shore Blvd | Brooklyn | ï¿½ | [10 empty] | Not Solar-Ready | No | 92,400 GSF | Between Good and Fair | > 20 years | No | 2020 | 2021-06-14 | 11235 | 40.5809 | -73.936 | 315 | 616 | 3326938 | 3087600060 | Sheepshead Bay-Gerritsen Beach-Manhattan Beach
48 | DOE | K620 | 25 Brighton 4 Rd | Brooklyn | EJA | [10 empty] | Not Solar-Ready | No | 200,000 GSF | Fair | > 20 years | No | 2020 | 2021-06-14 | 11235 | 40.5826 | -73.9635 | 313 | 366 | 3196378 | 3072610201 | Brighton Beach
48 | DOHMH | Homecrest Health Center | 1601 Avenue S | Brooklyn | ï¿½ | [10 empty] | Not Solar-Ready | No | 17,919 GSF | Poor | 5 to 9 years | No | 2020 | 2021-06-14 | 11229 | 40.6036 | -73.9562 | 315 | 558 | 3184035 | 3068210142 | Madison
48 | FDNY | Engine Co. 276 and Ladder Co. 156, Batt. 33 | 1635 East 14th St | Brooklyn | ï¿½ | [10 empty] | Not Solar-Ready | No | 10,227 GSF | Unknown | 10 to 14 years | No | 2020 | 2021-06-14 | 11229 | 40.6094 | -73.9593 | 315 | 554 | 3182420 | 3067770064 | Homecrest
48 | HHC | Coney Island Hospital | 2601 Ocean Pkwy | Brooklyn | EJA | [10 empty] | Not Solar-Ready | No | 836,000 GSF | Fair | 10 to 14 years | No | 2020 | 2021-06-14 | 11235 | 40.5866 | -73.9662 | 313 | 370 | 3337274 | 3072390001 | Brighton Beach
48 | NYPD | 60th Precinct and Engine Company 245 | 2951 West 8th St | Brooklyn | ï¿½ | [10 empty] | Not Solar-Ready | No | 32,400 GSF | Poor | 5 to 9 years | No | 2020 | 2021-06-14 | 11224 | 40.5762 | -73.9765 | 313 | 354 | 3196591 | 3072790290 | West Brighton
48 | NYPD | 61st Precinct | 2575 Coney Island Ave | Brooklyn | ï¿½ | [10 empty] | Not Solar-Ready | No | 31,429 GSF | Good | 15 to 19 years | No | 2020 | 2021-06-14 | 11223 | 40.594 | -73.9609 | 315 | 584 | 3200556 | 3073710052 | Homecrest
48 | NYPD | MTD Troop E | 2801 Brighton 3rd St | Brooklyn | EJA | [10 empty] | Not Solar-Ready | No | 10,580 GSF | Between Good and Fair | 15 to 19 years | No | 2020 | 2021-06-14 | 11235 | 40.583 | -73.9654 | 313 | 366 | 3196353 | 3072610047 | Brighton Beach
49 | ACS | Childrens Aide Society Inc. | 159 Broadway | Staten Island | EJA | [10 empty] | Not Solar-Ready | No | 24,700 GSF | Poor | Unknown | No | 2020 | 2021-06-14 | 10310 | 40.6375 | -74.1176 | 501 | 105 | 5004830 | 5001740006 | New Brighton-Silver Lake
49 | DCAS | 130 Stuyvesant Place Office | 130 Stuyvesant Pl | Staten Island | EJA | [10 empty] | Not Solar-Ready | No | 150,300 GSF | Fair | 15 to 19 years | No | 2020 | 2021-06-14 | 10301 | 40.6429 | -74.0769 | 501 | 3 | 5000085 | 5000080070 | West New Brighton-New Brighton-St. George
49 | DCAS | Richmond Health Center | 51 Stuyvesant Pl | Staten Island | EJA | [10 empty] | Not Solar-Ready | No | 39,956 GSF | Fair | Unknown | No | 2020 | 2021-06-14 | 10301 | 40.6449 | -74.0783 | 501 | 7 | 5000089 | 5000090009 | West New Brighton-New Brighton-St. George
49 | DCAS | Staten Island Borough Hall | 10 Richmond Ter | Staten Island | EJA | [10 empty] | Not Solar-Ready | No | 81,538 GSF | Fair | > 20 years | No | 2020 | 2021-06-14 | 10301 | 40.6422 | -74.0752 | 501 | 3 | 5000063 | 5000070001 | West New Brighton-New Brighton-St. George
49 | DCAS | Staten Island Civil Court | 927 Castleton Ave | Staten Island | EJA | [10 empty] | Not Solar-Ready | No | 16,194 GSF | Fair | > 20 years | No | 2020 | 2021-06-14 | 10310 | 40.6348 | -74.1117 | 501 | 105 | 5004530 | 5001590065 | New Brighton-Silver Lake
49 | DCAS | Staten Island Criminal Court | 67 Targee St | Staten Island | EJA | [10 empty] | Not Solar-Ready | No | 23,116 GSF | Fair | > 20 years | No | 2020 | 2021-06-14 | 10304 | 40.6255 | -74.0834 | 501 | 21 | 5014078 | 5005420009 | Stapleton-Rosebank
49 | DCAS | Staten Island Family Court | 100 Richmond Ter | Staten Island | EJA | [10 empty] | Not Solar-Ready | No | 10,400 GSF | Fair | 10 to 14 years | No | 2020 | 2021-06-14 | 10301 | 40.6449 | -74.0772 | 501 | 7 | 5000090 | 5000090022 | West New Brighton-New Brighton-St. George
49 | DCAS | Staten Island Supreme Court | 18 Richmond Ter | Staten Island | EJA | [10 empty] | Not Solar-Ready | No | 21,500 GSF | Fair | > 20 years | No | 2020 | 2021-06-14 | 10301 | 40.643 | -74.0758 | 501 | 3 | 5000064 | 5000070012 | West New Brighton-New Brighton-St. George
49 | DCLA | B-C Hyphen | 1000B Richmond Ter | Staten Island | ï¿½ | [10 empty] | Not Solar-Ready | No | 20,000 GSF | Unknown | Unknown | No | 2020 | 2021-06-14 | 10310 | 40.6452 | -74.1047 | 501 | 97 | 5113028 | 5000760200 | West New Brighton-New Brighton-St. George
49 | DCLA | Bldg C/Newhouse Center | 1000 Richmond Ter | Staten Island | ï¿½ | [10 empty] | Not Solar-Ready | No | 17,500 GSF | Poor | 5 to 9 years | No | 2020 | 2021-06-14 | 10310 | 40.6452 | -74.1047 | 501 | 97 | 5000000 | 5000760200 | West New Brighton-New Brighton-St. George
49 | DCLA | Bldg D/Noble Collection | 1000 Richmond Ter | Staten Island | ï¿½ | [10 empty] | Not Solar-Ready | No | 20,000 GSF | Good | Unknown | No | 2020 | 2021-06-14 | 10310 | 40.6452 | -74.1047 | 501 | 97 | 5000000 | 5000760200 | West New Brighton-New Brighton-St. George
49 | DCLA | Bldg E | 1000 Richmond Ter | Staten Island | ï¿½ | [10 empty] | Not Solar-Ready | No | 29,500 GSF | Good | Unknown | No | 2020 | 2021-06-14 | 10310 | 40.6452 | -74.1047 | 501 | 97 | 5000000 | 5000760200 | West New Brighton-New Brighton-St. George
49 | DCLA | Bldg F | 1000 Richmond Ter | Staten Island | ï¿½ | [10 empty] | Not Solar-Ready | No | 30,000 GSF | Unknown | > 20 years | No | 2020 | 2021-06-14 | 10310 | 40.6452 | -74.1047 | 501 | 97 | 5000000 | 5000760200 | West New Brighton-New Brighton-St. George
49 | DCLA | Bldg G/Newhouse Gallery | 1000 Richmond Ter | Staten Island | ï¿½ | [10 empty] | Not Solar-Ready | No | 38,400 GSF | Between Good and Fair | > 20 years | No | 2020 | 2021-06-14 | 10310 | 40.6452 | -74.1047 | 501 | 97 | 5000000 | 5000760200 | West New Brighton-New Brighton-St. George
49 | DCLA | Bldg H | 1000 Richmond Ter | Staten Island | ï¿½ | [10 empty] | Not Solar-Ready | No | 31,250 GSF | Poor | Unknown | No | 2020 | 2021-06-14 | 10310 | 40.6452 | -74.1047 | 501 | 97 | 5000000 | 5000760200 | West New Brighton-New Brighton-St. George
49 | DCLA | Bldg J/Gazebo | 1000 Richmond Ter | Staten Island | ï¿½ | [10 empty] | Not Solar-Ready | No | 10,400 GSF | Unknown | Unknown | No | 2020 | 2021-06-14 | 10310 | 40.6452 | -74.1047 | 501 | 97 | 5000000 | 5000760200 | West New Brighton-New Brighton-St. George
49 | DCLA | Bldg L/Power Plant | 1000 Richmond Ter | Staten Island | ï¿½ | [10 empty] | Not Solar-Ready | No | 11,900 GSF | Poor | Unknown | No | 2020 | 2021-06-14 | 10310 | 40.6452 | -74.1047 | 501 | 97 | 5000000 | 5000760200 | West New Brighton-New Brighton-St. George
49 | DCLA | Bldg M/SI Children's Museum | 1000 Richmond Ter | Staten Island | ï¿½ | [10 empty] | Not Solar-Ready | No | 15,456 GSF | Between Good and Fair | > 20 years | No | 2020 | 2021-06-14 | 10310 | 40.6452 | -74.1047 | 501 | 97 | 5000000 | 5000760200 | West New Brighton-New Brighton-St. George
49 | DCLA | Bldg P/Admin | 1000 Richmond Ter | Staten Island | ï¿½ | [10 empty] | Not Solar-Ready | No | 13,100 GSF | Good | Unknown | No | 2020 | 2021-06-14 | 10310 | 40.6452 | -74.1047 | 501 | 97 | 5000000 | 5000760200 | West New Brighton-New Brighton-St. George
49 | DCLA | Bldg R/Great Hall | 1000 Richmond Ter | Staten Island | ï¿½ | [10 empty] | Not Solar-Ready | No | 18,900 GSF | Poor | Unknown | No | 2020 | 2021-06-14 | 10310 | 40.6452 | -74.1047 | 501 | 97 | 5000000 | 5000760200 | West New Brighton-New Brighton-St. George
49 | DCLA | Bldg T/Music Hall | 1000 Richmond Ter | Staten Island | ï¿½ | [10 empty] | Not Solar-Ready | No | 16,250 GSF | Good | Unknown | No | 2020 | 2021-06-14 | 10310 | 40.6452 | -74.1047 | 501 | 97 | 5000000 | 5000760200 | West New Brighton-New Brighton-St. George
49 | DCLA | Bldg U | 1000 Richmond Ter | Staten Island | ï¿½ | [10 empty] | Not Solar-Ready | No | 10,400 GSF | Unknown | Unknown | No | 2020 | 2021-06-14 | 10310 | 40.6452 | -74.1047 | 501 | 97 | 5000000 | 5000760200 | West New Brighton-New Brighton-St. George
49 | DCLA | Bldg V/Main Gate | 1000 Richmond Ter | Staten Island | ï¿½ | [10 empty] | Not Solar-Ready | No | 10,400 GSF | Unknown | Unknown | No | 2020 | 2021-06-14 | 10310 | 40.6452 | -74.1047 | 501 | 97 | 5000000 | 5000760200 | West New Brighton-New Brighton-St. George
49 | DCLA | Building A | 1000A Richmond Ter | Staten Island | ï¿½ | [10 empty] | Not Solar-Ready | No | 30,580 GSF | Good | 15 to 19 years | No | 2020 | 2021-06-14 | 10310 | 40.6452 | -74.1047 | 501 | 97 | 5113027 | 5000760200 | West New Brighton-New Brighton-St. George
49 | DCLA | Snug Harbor Bldg O/SICM Barn | 1000 Richmond Ter | Staten Island | ï¿½ | [10 empty] | Not Solar-Ready | No | 10,000 GSF | Good | 10 to 14 years | No | 2020 | 2021-06-14 | 10310 | 40.6452 | -74.1047 | 501 | 97 | 5000000 | 5000760200 | West New Brighton-New Brighton-St. George
49 | DCLA | Snug Harbor Campus Bldg B | 1000 Richmond Ter | Staten Island | ï¿½ | [10 empty] | Not Solar-Ready | No | 19,200 GSF | Unknown | Unknown | No | 2020 | 2021-06-14 | 10310 | 40.6452 | -74.1047 | 501 | 97 | 5000000 | 5000760200 | West New Brighton-New Brighton-St. George
49 | DCLA | Staten Island Zoo Campus: Main Zoo Building | 614 Broadway | Staten Island | ï¿½ | [10 empty] | Not Solar-Ready | No | 48,000 GSF | Between Fair and Poor | > 20 years | No | 2020 | 2021-06-14 | 10310 | 40.6256 | -74.1146 | 501 | 125 | 5106733 | 5003140070 | West New Brighton-New Brighton-St. George
49 | DEP | Building #1 | 1801 Richmond Ter | Staten Island | EJA | [10 empty] | Not Solar-Ready | No | 32,800 GSF | Between Fair and Poor | > 20 years | No | 2020 | 2021-06-14 | 10310 | 40.6372 | -74.1256 | 501 | 13302 | 5000000 | 5001850400 | West New Brighton-New Brighton-St. George
49 | DEP | BWSO Victory Boulevard Campus/Richmond North Facility | 24 Ontario Ave | Staten Island | ï¿½ | [10 empty] | Not Solar-Ready | No | 16,500 GSF | Fair | > 20 years | No | 2020 | 2021-06-14 | 10301 | 40.6147 | -74.1048 | 501 | 16901 | 5112451 | 5006690001 | Westerleigh
49 | DEP | Primary Settling Tanks (manned) | 1801 Richmond Ter | Staten Island | EJA | [10 empty] | Not Solar-Ready | No | 35,739 GSF | Good | 10 to 14 years | No | 2020 | 2021-06-14 | 10310 | 40.6372 | -74.1256 | 501 | 13302 | 5000000 | 5001850400 | West New Brighton-New Brighton-St. George
49 | DEP | R-2 Water and Sewer Maintenance Yard | 288 Clove Rd | Staten Island | EJA | [10 empty] | Not Solar-Ready | No | 12,000 GSF | Unknown | Unknown | No | 2020 | 2021-06-14 | 10310 | 40.633 | -74.1257 | 501 | 13302 | 5106681 | 5002150046 | West New Brighton-New Brighton-St. George
49 | DEP | Thickener Digester Comlpex Bldg (manned) | 1801 Richmond Ter | Staten Island | EJA | [10 empty] | Not Solar-Ready | No | 47,016 GSF | Between Fair and Poor | 15 to 19 years | No | 2020 | 2021-06-14 | 10310 | 40.6372 | -74.1256 | 501 | 13302 | 5000000 | 5001850400 | West New Brighton-New Brighton-St. George
49 | DOE | R016 | 80 Monroe Ave | Staten Island | EJA | [10 empty] | Not Solar-Ready | No | 110,600 GSF | Fair | > 20 years | No | 2020 | 2021-06-14 | 10301 | 40.6397 | -74.0791 | 501 | 11 | 5000291 | 5000180015 | West New Brighton-New Brighton-St. George
49 | DOE | R018 | 221 Broadway | Staten Island | EJA | [10 empty] | Not Solar-Ready | No | 104,525 GSF | Fair | > 20 years | No | 2020 | 2021-06-14 | 10310 | 40.6366 | -74.1175 | 501 | 105 | 5004877 | 5001760010 | New Brighton-Silver Lake
49 | DOE | R019 | 780 Post Ave | Staten Island | EJA | [10 empty] | Not Solar-Ready | No | 72,225 GSF | Poor | > 20 years | No | 2020 | 2021-06-14 | 10310 | 40.6312 | -74.1271 | 501 | 141 | 5006175 | 5002270024 | West New Brighton-New Brighton-St. George
49 | DOE | R020 | 161 Park Ave | Staten Island | EJA | [10 empty] | Not Solar-Ready | No | 34,880 GSF | Between Good and Fair | 10 to 14 years | No | 2020 | 2021-06-14 | 10302 | 40.6366 | -74.1329 | 501 | 207 | 5106979 | 5010200001 | Port Richmond
49 | DOE | R021 | 168 Hooker Pl | Staten Island | ï¿½ | [10 empty] | Not Solar-Ready | No | 40,860 GSF | Between Fair and Poor | > 20 years | No | 2020 | 2021-06-14 | 10302 | 40.6315 | -74.1443 | 501 | 213 | 5026335 | 5011350001 | Port Richmond
49 | DOE | R022 | 1860 Forest Ave | Staten Island | ï¿½ | [10 empty] | Not Solar-Ready | No | 118,925 GSF | Fair | > 20 years | No | 2020 | 2021-06-14 | 10303 | 40.6254 | -74.151 | 501 | 30302 | 5107239 | 5017060001 | Mariner's Harbor-Arlington-Port Ivory-Graniteville
49 | DOE | R027 | 11 Clove Lake Pl | Staten Island | ï¿½ | [10 empty] | Not Solar-Ready | No | 160,000 GSF | Poor | 15 to 19 years | No | 2020 | 2021-06-14 | 10310 | 40.6282 | -74.117 | 501 | 125 | 5008403 | 5003080001 | West New Brighton-New Brighton-St. George
49 | DOE | R031 | 55 Layton Ave | Staten Island | EJA | [10 empty] | Not Solar-Ready | No | 92,600 GSF | Fair | > 20 years | No | 2020 | 2021-06-14 | 10301 | 40.6416 | -74.0851 | 501 | 9 | 5001150 | 5000490182 | West New Brighton-New Brighton-St. George
49 | DOE | R035 | 60 Foote Ave | Staten Island | ï¿½ | [10 empty] | Not Solar-Ready | No | 31,500 GSF | Fair | > 20 years | No | 2020 | 2021-06-14 | 10301 | 40.6137 | -74.0996 | 501 | 47 | 5015603 | 5006100127 | Grymes Hill-Clifton-Fox Hills
49 | DOE | R044 | 80 Maple Pkwy | Staten Island | EJA | [10 empty] | Not Solar-Ready | No | 97,000 GSF | Between Good and Fair | 2 to 4 years | No | 2020 | 2021-06-14 | 10303 | 40.6318 | -74.1564 | 501 | 231 | 5027641 | 5012180001 | Mariner's Harbor-Arlington-Port Ivory-Graniteville
49 | DOE | R049 | 101 Warren St | Staten Island | EJA | [10 empty] | Not Solar-Ready | No | 163,200 GSF | Fair | 10 to 14 years | No | 2020 | 2021-06-14 | 10304 | 40.6203 | -74.0816 | 501 | 29 | 5014184 | 5005560080 | Stapleton-Rosebank
49 | DOE | R057 | 140 Palma Dr | Staten Island | EJA | [10 empty] | Not Solar-Ready | No | 129,725 GSF | Fair | > 20 years | No | 2020 | 2021-06-14 | 10304 | 40.6115 | -74.0832 | 501 | 40 | 5043519 | 5028880040 | Grymes Hill-Clifton-Fox Hills
49 | DOE | R061 | 445 Castleton Ave | Staten Island | ï¿½ | [10 empty] | Not Solar-Ready | No | 206,500 GSF | Poor | > 20 years | No | 2020 | 2021-06-14 | 10301 | 40.634 | -74.0978 | 501 | 67 | 5002227 | 5001000100 | New Brighton-Silver Lake
49 | DOE | R065 | 98 Grant St | Staten Island | EJA | [10 empty] | Not Solar-Ready | No | Unknown | Unknown | Unknown | No | 2020 | 2021-06-14 | 10301 | 40.634 | -74.0786 | 501 | 21 | 5013382 | 5005060081 | Stapleton-Rosebank
49 | DOE | R450 | 105 Hamilton Ave | Staten Island | EJA | [10 empty] | Not Solar-Ready | No | 237,000 GSF | Between Good and Fair | 5 to 9 years | No | 2020 | 2021-06-14 | 10301 | 40.6447 | -74.0812 | 501 | 7 | 5106483 | 5000220001 | West New Brighton-New Brighton-St. George
49 | DOE | R470 | 109 Rhine Ave | Staten Island | EJA | [10 empty] | Not Solar-Ready | No | 32,460 GSF | Between Good and Fair | > 20 years | No | 2020 | 2021-06-14 | 10304 | 40.6109 | -74.0874 | 501 | 40 | 5043479 | 5028850001 | Grymes Hill-Clifton-Fox Hills
49 | DOE | R600 | 290 St Marks Pl | Staten Island | EJA | [10 empty] | Not Solar-Ready | No | 123,000 GSF | Between Fair and Poor | 10 to 14 years | No | 2020 | 2021-06-14 | 10301 | 40.6428 | -74.0787 | 501 | 9 | 5000314 | 5000190004 | West New Brighton-New Brighton-St. George
49 | DOE | R722 | 155 Tompkins Ave | Staten Island | EJA | [10 empty] | Not Solar-Ready | No | 69,320 GSF | Fair | > 20 years | No | 2020 | 2021-06-14 | 10304 | 40.6205 | -74.0773 | 501 | 27 | 5013955 | 5005340075 | Stapleton-Rosebank
49 | DOE | R831 | 211 Daniel Low Ter | Staten Island | EJA | [10 empty] | Not Solar-Ready | No | 37,260 GSF | Between Good and Fair | 10 to 14 years | No | 2020 | 2021-06-14 | 10301 | 40.6391 | -74.0799 | 501 | 11 | 5000290 | 5000180006 | West New Brighton-New Brighton-St. George
49 | DOE | R861 | 280 Regis Dr | Staten Island | ï¿½ | [10 empty] | Not Solar-Ready | No | Unknown | Unknown | 10 to 14 years | No | 2020 | 2021-06-14 | 10314 | 40.6207 | -74.1643 | 501 | 30301 | 5032481 | 5016530001 | Mariner's Harbor-Arlington-Port Ivory-Graniteville
49 | DOT | Castleton Depot | 5 Dubois Ave | Staten Island | EJA | [10 empty] | Not Solar-Ready | No | 32,500 GSF | Unknown | > 20 years | No | 2020 | 2021-06-14 | 10310 | 40.6319 | -74.1294 | 501 | 13302 | 5104536 | 5002150100 | West New Brighton-New Brighton-St. George
49 | DOT | DOT Sign Shop | 34 Wave St | Staten Island | EJA | [10 empty] | Not Solar-Ready | No | 12,800 GSF | Poor | Unknown | No | 2020 | 2021-06-14 | 10304 | 40.6297 | -74.076 | 501 | 21 | 5013187 | 5004890048 | Stapleton-Rosebank
49 | DOT | Richmond County Supreme Court Parking Garage | 26 Central Ave | Staten Island | ï¿½ | [10 empty] | Not Solar-Ready | No | 213,126 GSF | Good | Unknown | Existing Green Roof | 2020 | 2021-06-14 | 10301 | 40.6411 | -74.0768 | 501 | 3 | 5151735 | 5000060021 | West New Brighton-New Brighton-St. George
49 | DOT | St. George Ferry Terminal | 1 Richmond Ter | Staten Island | EJA | [10 empty] | Not Solar-Ready | No | 90,200 GSF | Between Good and Fair | 10 to 14 years | No | 2020 | 2021-06-14 | 10301 | 40.6437 | -74.0728 | 501 | 3 | 5799501 | 5270000501 | West New Brighton-New Brighton-St. George
49 | DOT | Warehouse | 45 Murray Hulbert Ave | Staten Island | EJA | [10 empty] | Not Solar-Ready | No | 33,550 GSF | Between Good and Fair | Unknown | No | 2020 | 2021-06-14
49 | DPR | Staten Island War Memorial Ice Rink | 1321 Victory Blvd | Staten Island | ï¿½ | [10 empty] | Not Solar-Ready | No | 16,000 GSF | Fair | > 20 years | No | 2020 | 2021-06-14 | 10301 | 40.615 | -74.1075 | 501 | 147 | 5112428 | 5003190001 | Westerleigh
49 | DSNY | Staten Island 1 District Garage | 92 Brook St | Staten Island | EJA | [10 empty] | Not Solar-Ready | No | 114,535 GSF | Poor | Unknown | No | 2020 | 2021-06-14 | 10301 | 40.6369 | -74.0839 | 501 | 11 | 5106487 | 5000340001 | West New Brighton-New Brighton-St. George
49 | DSNY | Staten Island Lot Cleaning | 66 Swan St | Staten Island | EJA | [10 empty] | Not Solar-Ready | No | 31,190 GSF | Good | > 20 years | No | 2020 | 2021-06-14 | 10301 | 40.6348 | -74.0773 | 501 | 21 | 5013317 | 5005040049 | Stapleton-Rosebank
49 | FDNY | Staten Island Central Office | 65 Slosson Ave | Staten Island | ï¿½ | [10 empty] | Not Solar-Ready | No | 12,174 GSF | Fair | 15 to 19 years | No | 2020 | 2021-06-14 | 10314 | 40.6202 | -74.1191 | 501 | 147 | 5112427 | 5003190001 | Westerleigh
49 | HRA | OCSS/OLA: Family Court Unit; OCSS: Richmond Family Court. (Space) Court Bldg. | 18 Richmond Ter | Staten Island | ï¿½ | [10 empty] | Not Solar-Ready | No | Unknown | Unknown | Unknown | No | 2020 | 2021-06-14 | 10301 | 40.643 | -74.0758 | 501 | 3 | 5000064 | 5000070012 | West New Brighton-New Brighton-St. George
49 | NYPD | 120th Precinct | 78 Richmond Ter | Staten Island | EJA | [10 empty] | Not Solar-Ready | No | 15,540 GSF | Good | > 20 years | No | 2020 | 2021-06-14 | 10301 | 40.6447 | -74.077 | 501 | 7 | 5106476 | 5000090028 | West New Brighton-New Brighton-St. George
49 | NYPL | St. George Library Center | 10 Hyatt St | Staten Island | ï¿½ | [10 empty] | Not Solar-Ready | No | 25,029 GSF | Poor | Unknown | No | 2020 | 2021-06-14 | 10301 | 40.6421 | -74.0767 | 501 | 3 | 5000030 | 5000050074 | West New Brighton-New Brighton-St. George
50 | DCAS | Brielle Ave | 460 Brielle Ave | Staten Island | EJA | [10 empty] | Not Solar-Ready | No | 115,563 GSF | Unknown | Unknown | No | 2020 | 2021-06-14 | 10314 | 40.5938 | -74.1354 | 502 | 181 | 5141697 | 5009550100 | Todt Hill-Emerson Hill-Heartland Village-Lighthouse Hill
50 | DEP | Corridor TB-MB | 751 Mill Rd | Staten Island | ï¿½ | [10 empty] | Not Solar-Ready | No | 57,422 GSF | Between Fair and Poor | > 20 years | No | 2020 | 2021-06-14 | 10306 | 40.5535 | -74.1172 | 503 | 12805 | 5135536 | 5050670500 | Oakwood-Oakwood Beach
50 | DEP | Dewatering Building | 751 Mill Rd | Staten Island | ï¿½ | [10 empty] | Not Solar-Ready | No | 29,722 GSF | Between Fair and Poor | > 20 years | No | 2020 | 2021-06-14 | 10306 | 40.5535 | -74.1172 | 503 | 12805 | 5135536 | 5050670500 | Oakwood-Oakwood Beach
50 | DEP | Main Building | 751 Mill Rd | Staten Island | ï¿½ | [10 empty] | Not Solar-Ready | No | 10,266 GSF | Between Fair and Poor | > 20 years | No | 2020 | 2021-06-14 | 10306 | 40.5535 | -74.1172 | 503 | 12805 | 5135536 | 5050670500 | Oakwood-Oakwood Beach
50 | DEP | Treatment Building | 751 Mill Rd | Staten Island | ï¿½ | [10 empty] | Not Solar-Ready | No | 182,813 GSF | Between Fair and Poor | > 20 years | No | 2020 | 2021-06-14 | 10306 | 40.5535 | -74.1172 | 503 | 12805 | 5135536 | 5050670500 | Oakwood-Oakwood Beach
50 | DOE | R002 | 333 Midland Ave | Staten Island | ï¿½ | [10 empty] | Not Solar-Ready | No | 182,575 GSF | Fair | 10 to 14 years | No | 2020 | 2021-06-14 | 10306 | 40.5767 | -74.1007 | 502 | 11202 | 5053571 | 5036960100 | New Dorp-Midland Beach
50 | DOE | R011 | 50 Jefferson St | Staten Island | ï¿½ | [10 empty] | Not Solar-Ready | No | 46,880 GSF | Fair | > 20 years | No | 2020 | 2021-06-14 | 10304 | 40.5906 | -74.0977 | 502 | 9602 | 5048647 | 5033030018 | Old Town-Dongan Hills-South Beach
50 | DOE | R023 | 30 Natick St | Staten Island | ï¿½ | [10 empty] | Not Solar-Ready | No | 79,375 GSF | Poor | > 20 years | No | 2020 | 2021-06-14 | 10306 | 40.5712 | -74.1326 | 503 | 138 | 5059927 | 5043730001 | Oakwood-Oakwood Beach
50 | DOE | R026 | 4108 Victory Blvd | Staten Island | ï¿½ | [10 empty] | Not Solar-Ready | No | 33,660 GSF | Between Fair and Poor | > 20 years | No | 2020 | 2021-06-14 | 10314 | 40.5917 | -74.1906 | 502 | 29102 | 5107386 | 5026340001 | New Springville-Bloomfield-Travis
50 | DOE | R030 | 200 Wardwell Ave | Staten Island | ï¿½ | [10 empty] | Not Solar-Ready | No | 96,100 GSF | Under Construction | Under Construction | No | 2020 | 2021-06-14 | 10314 | 40.6184 | -74.1326 | 501 | 201 | 5113069 | 5004230009 | Westerleigh
50 | DOE | R038 | 421 Lincoln Ave | Staten Island | ï¿½ | [10 empty] | Not Solar-Ready | No | 53,679 GSF | Fair | > 20 years | No | 2020 | 2021-06-14 | 10306 | 40.5747 | -74.0999 | 502 | 11202 | 5054213 | 5037320006 | New Dorp-Midland Beach
50 | DOE | R039 | 71 Sand Ln | Staten Island | ï¿½ | [10 empty] | Not Solar-Ready | No | 51,680 GSF | Fair | > 20 years | No | 2020 | 2021-06-14 | 10305 | 40.5977 | -74.0715 | 502 | 2002 | 5045488 | 5030970014 | Grasmere-Arrochar-Ft. Wadsworth
50 | DOE | R041 | 216 Clawson St | Staten Island | ï¿½ | [10 empty] | Not Solar-Ready | No | 78,100 GSF | Fair | > 20 years | No | 2020 | 2021-06-14 | 10306 | 40.574 | -74.1093 | 502 | 122 | 5052791 | 5036450007 | New Dorp-Midland Beach
50 | DOE | R046 | 41 Reid Ave | Staten Island | EJA | [10 empty] | Not Solar-Ready | No | 74,000 GSF | Poor | > 20 years | No | 2020 | 2021-06-14 | 10305 | 40.5938 | -74.0806 | 502 | 64 | 5047613 | 5032430001 | Grasmere-Arrochar-Ft. Wadsworth
50 | DOE | R048 | 1055 Targee St | Staten Island | ï¿½ | [10 empty] | Not Solar-Ready | No | 40,800 GSF | Fair | > 20 years | No | 2020 | 2021-06-14 | 10304 | 40.6022 | -74.0914 | 502 | 50 | 5046419 | 5031710001 | Grasmere-Arrochar-Ft. Wadsworth
50 | DOE | R051 | 20 Houston St | Staten Island | ï¿½ | [10 empty] | Not Solar-Ready | Yes | 124,000 GSF | Between Fair and Poor | 10 to 14 years | No | 2020 | 2021-06-14 | 10302 | 40.6226 | -74.1449 | 501 | 251 | 5107210 | 5014780500 | Port Richmond
50 | DOE | R052 | 450 Buel Ave | Staten Island | ï¿½ | [10 empty] | Not Solar-Ready | No | 85,200 GSF | Fair | > 20 years | No | 2020 | 2021-06-14 | 10305 | 40.5827 | -74.0885 | 502 | 11201 | 5053746 | 5037050001 | Old Town-Dongan Hills-South Beach
50 | DOE | R060 | 55 Merrill Ave | Staten Island | ï¿½ | [10 empty] | Not Solar-Ready | No | 108,125 GSF | Poor | > 20 years | No | 2020 | 2021-06-14 | 10314 | 40.6101 | -74.1622 | 502 | 29104 | 5031151 | 5015800044 | New Springville-Bloomfield-Travis
50 | DOE | R435 | 465 New Dorp Ln | Staten Island | ï¿½ | [10 empty] | Not Solar-Ready | No | 505,780 GSF | Fair | 10 to 14 years | No | 2020 | 2021-06-14 | 10306 | 40.5694 | -74.1077 | 502 | 11202 | 5055367 | 5039300010 | New Dorp-Midland Beach
50 | DOE | R460 | 1200 Manor Rd | Staten Island | EJA | [10 empty] | Not Solar-Ready | No | 316,000 GSF | Between Fair and Poor | > 20 years | No | 2020 | 2021-06-14 | 10314 | 40.5968 | -74.1242 | 502 | 181 | 5146639 | 5009550100 | Todt Hill-Emerson Hill-Heartland Village-Lighthouse Hill
50 | DPR | Greenbelt Recreation Center | 501 Brielle Ave | Staten Island | ï¿½ | [10 empty] | Not Solar-Ready | No | 15,600 GSF | Good | Unknown | No | 2020 | 2021-06-14 | 10314 | 40.5922 | -74.1363 | 502 | 27302 | 5107273 | 5019550001 | New Springville-Bloomfield-Travis
50 | DPR | Ocean Breeze Indoor Horseback Riding Facility | 621 Father Capodanno Blvd | Staten Island | EJA | [10 empty] | Not Solar-Ready | No | 12,600 GSF | Good | Unknown | No | 2020 | 2021-06-14 | 10305 | 40.5823 | -74.0745 | 502 | 70 | 5000000 | 5033550001 | Old Town-Dongan Hills-South Beach
50 | DSNY | Arthur Kill Road | Arthur Kill Rd | Staten Island | ï¿½ | [10 empty] | Not Solar-Ready | No | 180,000 GSF | Unknown | Unknown | No | 2020 | 2021-06-14
50 | DSNY | Fresh Kills Landfill - Boro Repair Shop | 60 Muldoon Ave | Staten Island | ï¿½ | [10 empty] | Not Solar-Ready | No | 73,260 GSF | Poor | > 20 years | No | 2020 | 2021-06-14
50 | DSNY | Plant 1: Tractor Shops | 1323 Muldoon Ave | Staten Island | ï¿½ | [10 empty] | Not Solar-Ready | No | 75,106 GSF | Poor | > 20 years | No | 2020 | 2021-06-14
50 | DSNY | Staten Island Rail Transfer Station | 600 West Service Rd | Staten Island | ï¿½ | [10 empty] | Not Solar-Ready | No | 80,000 GSF | Poor | Unknown | No | 2020 | 2021-06-14 | 10314 | 40.5831 | -74.1929 | 502 | 228 | 5141714 | 5026850100 | New Springville-Bloomfield-Travis
50 | FDNY | Engine Co. 154 Communications Garage | 3730 Victory Blvd | Staten Island | ï¿½ | [10 empty] | Not Solar-Ready | No | 10,738 GSF | Poor | 10 to 14 years | No | 2020 | 2021-06-14 | 10314 | 40.5982 | -74.1805 | 502 | 29102 | 5041882 | 5026650025 | New Springville-Bloomfield-Travis
50 | FDNY | Engine Co. 160 and Rescue 5, Division 8 | 1850 Clove Rd | Staten Island | ï¿½ | [10 empty] | Not Solar-Ready | No | 13,200 GSF | Fair | 15 to 19 years | No | 2020 | 2021-06-14 | 10304 | 40.6075 | -74.0891 | 502 | 50 | 5046179 | 5031530038 | Grasmere-Arrochar-Ft. Wadsworth
50 | HHC | Sea View Hospital Rehabilitation Center | 460 Brielle Ave | Staten Island | EJA | [10 empty] | Not Solar-Ready | No | 783,000 GSF | Fair | 15 to 19 years | No | 2020 | 2021-06-14 | 10314 | 40.5938 | -74.1354 | 502 | 181 | 5141697 | 5009550100 | Todt Hill-Emerson Hill-Heartland Village-Lighthouse Hill
50 | NYPD | 122nd Precinct | 2320 Hylan Blvd | Staten Island | ï¿½ | [10 empty] | Not Solar-Ready | No | 53,200 GSF | Poor | 10 to 14 years | No | 2020 | 2021-06-14 | 10306 | 40.5743 | -74.1059 | 502 | 11202 | 5107580 | 5039060001 | New Dorp-Midland Beach
50 | NYPL | New Dorp Branch Library | 309 New Dorp Ln | Staten Island | ï¿½ | [10 empty] | Not Solar-Ready | No | 12,000 GSF | Poor | Unknown | No | 2020 | 2021-06-14 | 10306 | 40.5719 | -74.1123 | 502 | 122 | 5052750 | 5036430005 | New Dorp-Midland Beach
51 | DOE | R001 | 58 Summit St | Staten Island | ï¿½ | [10 empty] | Not Solar-Ready | No | 54,000 GSF | Good | 2 to 4 years | No | 2020 | 2021-06-14 | 10307 | 40.509 | -74.2441 | 503 | 24401 | 5107854 | 5078980001 | Charleston-Richmond Valley-Tottenville
51 | DOE | R004 | 200 Nedra Ln | Staten Island | ï¿½ | [10 empty] | Not Solar-Ready | No | 159,775 GSF | Between Fair and Poor | > 20 years | No | 2020 | 2021-06-14 | 10312 | 40.553 | -74.1946 | 503 | 17010 | 5079499 | 5060250030 | Arden Heights
51 | DOE | R005 | 348 Deisius St | Staten Island | ï¿½ | [10 empty] | Not Solar-Ready | No | 41,460 GSF | Between Fair and Poor | > 20 years | No | 2020 | 2021-06-14 | 10312 | 40.5302 | -74.1876 | 503 | 176 | 5082407 | 5065660001 | Annadale-Huguenot-Prince's Bay-Eltingville
51 | DOE | R006 | 555 Page Ave | Staten Island | ï¿½ | [10 empty] | Not Solar-Ready | No | 116,525 GSF | Between Good and Fair | > 20 years | No | 2020 | 2021-06-14 | 10307 | 40.5107 | -74.2311 | 503 | 24401 | 5131697 | 5077600001 | Charleston-Richmond Valley-Tottenville
51 | DOE | R008 | 100 Lindenwood Rd | Staten Island | ï¿½ | [10 empty] | Not Solar-Ready | No | 72,060 GSF | Fair | > 20 years | No | 2020 | 2021-06-14 | 10308 | 40.548 | -74.152 | 503 | 15601 | 5066295 | 5052210001 | Great Kills
51 | DOE | R024 | 225 Cleveland Ave | Staten Island | ï¿½ | [10 empty] | Not Solar-Ready | No | 144,000 GSF | Between Fair and Poor | 10 to 14 years | No | 2020 | 2021-06-14 | 10308 | 40.5453 | -74.1463 | 503 | 13203 | 5065854 | 5051530108 | Great Kills
51 | DOE | R032 | 32 Elverton Ave | Staten Island | ï¿½ | [10 empty] | Not Solar-Ready | No | 110,400 GSF | Poor | > 20 years | No | 2020 | 2021-06-14 | 10308 | 40.5579 | -74.1554 | 503 | 14608 | 5070651 | 5054440012 | Great Kills
51 | DOE | R034 | 528 Academy Ave | Staten Island | ï¿½ | [10 empty] | Not Solar-Ready | No | 128,525 GSF | Poor | > 20 years | No | 2020 | 2021-06-14 | 10307 | 40.5083 | -74.2434 | 503 | 24401 | 5088090 | 5078940001 | Charleston-Richmond Valley-Tottenville
51 | DOE | R042 | 380 Genesee Ave | Staten Island | ï¿½ | [10 empty] | Not Solar-Ready | No | 63,000 GSF | Poor | 15 to 19 years | No | 2020 | 2021-06-14 | 10312 | 40.5525 | -74.1695 | 503 | 17012 | 5074394 | 5056050001 | Annadale-Huguenot-Prince's Bay-Eltingville
51 | DOE | R043 | 100 Essex Dr | Staten Island | ï¿½ | [10 empty] | Not Solar-Ready | Yes | Unknown | Unknown | 10 to 14 years | No | 2020 | 2021-06-14 | 10314 | 40.5813 | -74.1586 | 502 | 27702 | 5149609 | 5024500320 | Todt Hill-Emerson Hill-Heartland Village-Lighthouse Hill
51 | DOE | R053 | 330 Durant Ave | Staten Island | ï¿½ | [10 empty] | Not Solar-Ready | No | 80,500 GSF | Fair | > 20 years | No | 2020 | 2021-06-14 | 10308 | 40.5526 | -74.1371 | 503 | 13203 | 5065016 | 5051060001 | Great Kills
51 | DOE | R055 | 54 Osborne St | Staten Island | ï¿½ | [10 empty] | Not Solar-Ready | No | 80,825 GSF | Between Fair and Poor | > 20 years | No | 2020 | 2021-06-14 | 10312 | 40.5366 | -74.1638 | 503 | 15602 | 5069075 | 5053360001 | Annadale-Huguenot-Prince's Bay-Eltingville
51 | DOE | R056 | 250 Kramer Ave | Staten Island | ï¿½ | [10 empty] | Not Solar-Ready | No | 114,125 GSF | Fair | > 20 years | No | 2020 | 2021-06-14 | 10309 | 40.5422 | -74.214 | 503 | 20801 | 5128148 | 5070440001 | Rossville-Woodrow
51 | DOE | R058 | 77 Marsh Ave | Staten Island | ï¿½ | [10 empty] | Not Solar-Ready | No | 107,125 GSF | Fair | 10 to 14 years | No | 2020 | 2021-06-14 | 10314 | 40.5831 | -74.1619 | 502 | 27702 | 5145698 | 5024500305 | Todt Hill-Emerson Hill-Heartland Village-Lighthouse Hill
51 | DOE | R072 | 33 Ferndale Ave | Staten Island | ï¿½ | [10 empty] | Not Solar-Ready | Yes | 174,000 GSF | Good | 5 to 9 years | No | 2020 | 2021-06-14 | 10314 | 40.593 | -74.159 | 502 | 27706 | 5037524 | 5023640001 | Todt Hill-Emerson Hill-Heartland Village-Lighthouse Hill
51 | DOE | R848 | 25 Augusta Ave | Staten Island | ï¿½ | [10 empty] | Not Solar-Ready | No | Unknown | Unknown | 10 to 14 years | No | 2020 | 2021-06-14 | 10312 | 40.5519 | -74.1689 | 503 | 17012 | 5130512 | 5056050001 | Annadale-Huguenot-Prince's Bay-Eltingville
51 | DSNY | Fresh Kills Landfill - MTS | 299 West Service Rd | Staten Island | EJA | [10 empty] | Not Solar-Ready | No | 182,000 GSF | Unknown | Unknown | No | 2020 | 2021-06-14
51 | DSNY | Staten Island 3 District Garage | 1323 West Service Rd | Staten Island | ï¿½ | [10 empty] | Not Solar-Ready | No | 75,000 GSF | Poor | > 20 years | No | 2020 | 2021-06-14 | 10309 | 40.575 | -74.1966 | 503 | 228 | 5130986 | 5059000500 | New Springville-Bloomfield-Travis
51 | FDNY | Engine Co. 168 | 1100 Rossville Ave | Staten Island | EJA | [10 empty] | Not Solar-Ready | No | 19,610 GSF | Unknown | 15 to 19 years | No | 2020 | 2021-06-14 | 10309 | 40.554 | -74.2128 | 503 | 20801 | 5154879 | 5070670252 | Rossville-Woodrow
51 | NYPL | Richmondtown Branch Library | 200 Clarke Ave | Staten Island | ï¿½ | [10 empty] | Not Solar-Ready | No | 14,477 GSF | Poor | Unknown | No | 2020 | 2021-06-14 | 10306 | 40.5668 | -74.138 | 503 | 14606 | 5060744 | 5044700001 | Great Kills